## Items Import Template
SKU | Parent SKU | Is Serialized | Active_Passive | UOM | UOM1 | UOM2 | Conversion Factor | Conversion Factor1 | Conversion Factor2 | Department | Team | Item Major Type | Manufacturer | Item Description | Long Description | Height | Width | Length | Height1 | Width1 | Length1 | Height2 | Width2 | Length2 | AF-SQM_ST | AF-SQM-OPS | STACKING | AF-SQM_ST1 | AF-SQM-OPS1 | STACKING1 | AF-SQM_ST2 | AF-SQM-OPS2 | STACKING2
001D457E6394 |  | Y | ACTIVE | PC | PC | EA | 1 |  |  | IT | IT INFRASTRUCTURE | IT = TELEPHONE | CISCO | Telephone |  | 0 | 0 | 0 | [7 empty] | 0 | 0
001F6C814B7A |  | Y | ACTIVE | PC | PC | EA | 1 |  |  | IT | IT INFRASTRUCTURE | IT = TELEPHONE | CISCO | Telephone |  | 0 | 0 | 0 | [7 empty] | 0 | 0
00231847 |  | Y | ACTIVE | PC | PC | PC | 1 |  |  | NETWORK | RADIO PLANNING | NW = RADIO -- MODULE | HUAWEI | GRFU V2 900MHz EGSM |  | 0 | 0 | 0 | [7 empty] | 0 | 0
01071087 |  | Y | ACTIVE | PC | PC | EA | 1 |  |  | NETWORK | RADIO PLANNING | NW = EM -- POWER - CABINET | HUAWEI | APM30H (AC 220V) |  | 60 | 50 | 160 | [7 empty] | 0.36 | 1
01072601-001 |  | Y | ACTIVE | PC | PC | EA | 1 |  |  | NETWORK | RADIO PLANNING | NW = EM -- RECTIFIER | HUAWEI | EMBEDDED POWER ETP48200 220/380VAC THREE-PHASE OR 127/220V |  | 57 | 48 | 35 | [7 empty] | 0.08208 | 4
01-LS-HB120-DL |  | Y | ACTIVE | PC | PC | PC | 1 |  |  | Facility | SALES FACILITY | FACILITY = SAFE | YASER | Big Safe Box |  | 0 | 0 | 0 | [7 empty] | 0 | 0
01-LS-HB65-DL |  | Y | ACTIVE | PC | PC | PC | 1 |  |  | FACILITY | SALES FACILITY | FACILITY = SECURITY | YASER | Small Safe Box (High Security 2-hour fire resistance electr |  | 0 | 0 | 0 | [7 empty] | 0 | 0
020MMJ |  | Y | ACTIVE | PC | PC | EA | 1 |  |  | NETWORK | IPBB | NW = TX -- IP - BOARD | UNKNOWN | S9300 MAIN PROCESS UNIT |  | 40 | 41 | 4 | [7 empty] | 0.01968 | 10
020QYR |  | Y | ACTIVE | PC | PC | EA | 1 |  |  | NETWORK | RADIO PLANNING | NW = RADIO -- BOARD | HUAWEI | WBBP |  | 0 | 0 | 0 | [7 empty] | 0 | 0
020TLFDOAB003198 |  | Y | ACTIVE | PC | PC | EA | 1 |  |  | Facility | SALES FACILITY | FACILITY = SERVER |  | Otix OSN 3500 |  | 0 | 0 | 0 | [7 empty] | 0 | 0
02102310 |  | Y | ACTIVE | PC | PC | PC | 1 |  |  | NETWORK | RADIO PLANNING | NW = RADIO -- MODULE | HUAWEI | RRU.B08-0900.E.080 |  | 31 | 16 | 2 | [7 empty] | 0.05952 | 1
02103053 |  | Y | ACTIVE | PC | PC | PC | 1 |  |  | NETWORK | RADIO PLANNING | NW = RADIO -- BOARD | HUAWEI | UMPTa1 |  | 0 | 0 | 0 | [7 empty] | 0 | 0
02110WYG |  | Y | Passive | PC | PC | PC | 1 |  |  | NETWORK | RADIO PLANNING | NW = RADIO -- BOARD ACCESSORY | HUAWEI | BBU3900 |  | 48.2 | 30.8 | 8.61 | [7 empty] | 0.17815 | 1
02112708 |  | Y | Passive | PC | PC | EA | 1 |  |  | NETWORK | RADIO PLANNING | NW = RADIO -- CABINET | Huawei | HERT MPE,WD2B1MID,Indoor Macro Middle Cabinet(DC -48V) Assembly Cabinet |  | 90 | 60 | 45 | [7 empty] | 0.648 | 1
02112722 |  | Y | Passive | PC | PC | EA | 1 |  |  | NETWORK | RADIO PLANNING | NW = RADIO -- BOARD ACCESSORY | HUAWEI | HERT BBU Box |  | 49 | 37 | 9 | [7 empty] | 0.021756 | 10
02113169 |  | Y | Passive | PC | PC | EA | 1 |  |  | NETWORK | RADIO PLANNING | NW = RADIO -- CABINET | HUAWEI | BTS3900 CABINET (DC -48V) |  | 60 | 46 | 90 | [7 empty] | 0.3312 | 1
02113174 |  | Y | Passive | PC | PC | EA | 1 |  |  | NETWORK | RADIO PLANNING | NW = MW HUW -- IDU | HUAWEI | RTN950 |  | 30.5 | 27.6 | 7.5 | [7 empty] | 0.016836 | 6
02113177 |  | Y | Passive | PC | PC | EA | 1 |  |  | NETWORK | TRANSMISSION | NW = MW -- IDU | Huawei | OPTIX RTN 950 |  | 30.5 | 27.6 | 7.5 | [7 empty] | 0.050508 | 2
02113196 |  | Y | ACTIVE | PC | PC | PC | 1 |  |  | NETWORK | RADIO PLANNING | NW = RADIO -- BTS-CABINET | HUAWEI | BTS3900 CABINET (DC -48V) |  | 0 | 0 | 0 | [7 empty] | 0 | 0
02113202 |  | Y | ACTIVE | PC | PC | EA | 1 |  |  | NETWORK | RADIO PLANNING | NW = EM -- CABINET | HUAWEI | BATTERY CABINET |  | 80 | 73 | 90 | [7 empty] | 0.3504 | 2
02113358 |  | Y | Passive | PC | PC | PC | 1 |  |  | NETWORK | RADIO PLANNING | NW = RADIO -- CABINET | HUAWEI | BTS3900 Cabinet (Ver.C DC -48V) |  | 45 | 60 | 600 | [7 empty] | 0.324 | 1
02113369 |  | Y | ACTIVE | PC | PC | PC | 1 |  |  | NETWORK | RADIO PLANNING | NW = RADIO -- CABINET | HUAWEI | BTS3900 Cabinet (DC -48V) |  | 0 | 0 | 0 | [7 empty] | 0 | 0
02113380 |  | Y | active | PC | PC | PC | 1 |  |  | NETWORK | RADIO PLANNING | NW = RADIO -- CABINET | HUAWEI | BTS3900L Cabinet (Ver.C~~ DC -48V) |  | 45 | 60 | 160 | [7 empty] | 0.324 | 1
02113394 |  | Y | ACTIVE | PC | PC | PC | 1 |  |  | NETWORK | RADIO PLANNING | NW = RADIO -- CABINET | HUAWEI | BTS3900A Cabinet (Ver.C~~ DC -48V) |  | 48 | 60 | 140 | [7 empty] | 0.3456 | 1
02113821 |  | Y | Passive | PC | PC | EA | 1 |  |  | NETWORK | RADIO PLANNING | NW = MW -- IDU | HUAWEI | RTN905 |  | 30.5 | 27.6 | 7.5 | [7 empty] | 0.016836 | 6
02114989 |  | Y | ACTIVE | PC | PC | EA | 1 |  |  | NETWORK | RADIO PLANNING | NW = EM -- CABINET | HUAWEI | OUTDOOR CABINET MTS9510A 815 MM (W) * 735 MM (D) * 2030 MM |  | 90 | 90 | 208 | [7 empty] | 0.972 | 1
02120370 |  | Y | ACTIVE | PC | PC | EA | 1 |  |  | NETWORK | RADIO PLANNING | NW = RADIO -- BSC/RNC - RACK | HUAWEI | FAN BOX |  | 67 | 54 | 64 | [7 empty] | 0.21708 | 2
02120458 |  | Y | ACTIVE | PC | PC | EA | 1 |  |  | NETWORK | RADIO PLANNING | NW = RADIO -- BBU | HUAWEI | Fan Box HERT BBU WD2E1FANC 2U Fan Module |  | 9 | 33 | 8 | [7 empty] | 0.00594 | 6
02120471 |  | Y | ACTIVE | PC | PC | EA | 1 |  |  | NETWORK | TRANSMISSION | NW = RADIO -- DISTRIBUTION BOX | HUAWEI | DPD100-6-20 POWER DISTRIBUTION BOX DUAL-TWO INPUTS |  | 1 | 1 | 1 | [7 empty] | 0.00012 | 1
02120553 |  | Y | ACTIVE | PC | PC | EA | 1 |  |  | NETWORK | TRANSMISSION | NW = RADIO -- BOARD ACCESSORY | HUAWEI | DC POWER DISTRIBUTION UNIT |  | 49 | 10 | 5 | [7 empty] | 0.00588 | 10
02120577 |  | Y | ACTIVE | PC | PC | EA | 1 |  |  | NETWORK | RADIO PLANNING | NW = RADIO -- BBU BOX | HUAWEI | 2U Fan Module |  | 10 | 33 | 5 | [7 empty] | 0.00495 | 8
02120730 |  | Y | ACTIVE | PC | PC | EA | 1 |  |  | NETWORK | RADIO PLANNING | NW = RADIO -- DCDU | Huawei | Power Distribution Box,Outdoor&Indoor Type,WD2E5DCDU12A,DC PDU,OUTPUT:10*30A fuse(3 PCS small terminal),DC,2 input,10 output,160A |  | 90 | 44.2 | 4.2 | [7 empty] | 0.095472 | 5
02120731 |  | Y | ACTIVE | PC | PC | EA | 1 |  |  | NETWORK | RADIO PLANNING | NW = RADIO -- BOARD ACCESSORY | HUAWEI | DC POWER DISTRIBUTION UNIT |  | 156 | 80 | 80 | [7 empty] | 1.4976 | 1
02130608 |  | Y | ACTIVE | PC | PC | EA | 1 |  |  | NETWORK | RADIO PLANNING | NW = EM -- RECTIFIER MODULE | HUAWEI | EPW30-48A |  | 1 | 1 | 1 | [7 empty] | 0.00012 | 1
021HPR |  | Y | ACTIVE | PC | PC | EA | 1 |  |  | NETWORK | RADIO PLANNING | NW = RADIO -- CARD | UNKNOWN | FWBBP |  | 32 | 16 | 3 | [7 empty] | 0.004096 | 15
02230198 |  | Y | ACTIVE | PC | PC | EA | 1 |  |  | NETWORK | RADIO PLANNING | NW = RADIO -- FEEDER | HUAWEI | CABLE FIXING CLIP |  | 23 | 6 | 2 | [7 empty] | 0.001104 | 15
02230AWV |  | Y | ACTIVE | PC | PC | EA | 1 |  |  | NETWORK | RADIO PLANNING | NW = RADIO -- JUMPER CABLE | HUAWEI | 7/8 inch COMMON COPPER FEEDER KIT ANTENNA JUMPER INCLUDED GENERAL |  | 0 | 0 | 0 | [7 empty] | 0 | 0
02230BUF |  | Y | ACTIVE | PC | PC | EA | 1 |  |  | NETWORK | RADIO PLANNING | NW = RADIO -- TMA | HUAWEI | AISG TMA AUXILIARY MATERIALS KIT(NOT INCLUDE TMA) GU |  | 38 | 39 | 14 | [7 empty] | 0.017784 | 10
02230BUQ |  | Y | ACTIVE | PC | PC | EA | 1 |  |  | NETWORK | RADIO PLANNING | NW = RADIO -- TMA | HUAWEI | TMA(NO AISG) AUXILIARY MATERIALS KIT(NOT INCLUDE TMA) GU |  | 37 | 37 | 11 | [7 empty] | 0.008214 | 20
02230FDF |  | Y | ACTIVE | PC | PC | EA | 1 |  |  | NETWORK | RADIO PLANNING | NW = RADIO -- ACCESSORY | HUAWEI | MPE SITE MATERIALS KIT SITE MATERIALS KIT |  | 0 | 0 | 0 | [7 empty] | 0 | 0
02231ECT |  | Y | ACTIVE | PC | PC | EA | 1 |  |  | NETWORK | RADIO PLANNING | NW = RADIO -- ACCESSORY | HUAWEI | ENVIRONMENT TEMPERATURE SENSOR WITH 5.0M SIGNAL CABLE |  | 0 | 0 | 0 | [7 empty] | 0 | 0
02231ECU |  | Y | ACTIVE | PC | PC | EA | 1 |  |  | NETWORK | RADIO PLANNING | NW = EM -- POWER - MINI SHELTER | HUAWEI | TEMPERATURE & HUMIDITY SENSOR |  | 26 | 18 | 7 | [7 empty] | 0.002808 | 20
02231EEC |  | Y | ACTIVE | PC | PC | EA | 1 |  |  | NETWORK | RADIO PLANNING | NW = EM -- POWER - MINI SHELTER | HUAWEI | SMOKE SENSOR |  | 38 | 22 | 10 | [7 empty] | 0.005016 | 20
02231EED |  | Y | ACTIVE | PC | PC | EA | 1 |  |  | NETWORK | RADIO PLANNING | NW = RADIO -- ACCESSORY | HUAWEI | SUBASSEMBLY ¦ ACCESSORIES SMOKE SENSOR WITH 6.0M SIGNAL CABLE |  | 0 | 0 | 0 | [7 empty] | 0 | 0
02231XVC |  | Y | ACTIVE | PC | PC | EA | 1 |  |  | NETWORK | RADIO PLANNING | NW = EM -- POWER - MINI SHELTER | HUAWEI | MTS9000A INTEGRATED EQUIPMENT AUXILIARY MATERIAL KIT |  | 38 | 22 | 10 | [7 empty] | 0.005016 | 20
02234854 |  | Y | ACTIVE | PC | PC | EA | 1 |  |  | NETWORK | RADIO PLANNING | NW = RADIO -- FEEDER | HUAWEI | DBS 1/2 inch SUPERFLEXIBLE CABLE ANTENNA FEEDER ACCESSORIES KIT |  | 38 | 22 | 10 | [7 empty] | 0.010032 | 10
02234858 |  | Y | ACTIVE | PC | PC | EA | 1 |  |  | NETWORK | RADIO PLANNING | NW = RADIO -- SBT | HUAWEI | SBT KIT WITH AISG CABLE |  | 22 | 20 | 16 | [7 empty] | 0.00528 | 10
02237428 |  | Y | ACTIVE | PC | PC | EA | 1 |  |  | NETWORK | RADIO PLANNING | NW = RADIO -- FEEDER | HUAWEI | DBS ANTENNA FEEDER INSTALLATION AUXILIARY KIT PER SECTOR GEN |  | 0 | 0 | 0 | [7 empty] | 0 | 0
02238083 |  | Y | ACTIVE | PC | PC | EA | 1 |  |  | NETWORK | TRANSMISSION | NW = TX -- MW - IF CARD | HUAWEI | RTN 600 IFX BOARD DELIVERY ACCESSORIES |  | 24 | 5 | 3 | [7 empty] | 0.000144 | 100
02238924 |  | Y | ACTIVE | PC | PC | EA | 1 |  |  | NETWORK | RADIO PLANNING | NW = RADIO -- GPS AUX | HUAWEI | GPS AUXILIARY |  | 0 | 0 | 0 | [7 empty] | 0 | 0
02239135 |  | Y | ACTIVE | PC | PC | EA | 1 |  |  | NETWORK | TRANSMISSION | NW = TX -- MW - IF CABLE | HUAWEI | IF/ODU INSTALLATION ACCESSORIES(5D) |  | 38 | 22 | 10 | [7 empty] | 0.010032 | 10
02239644 |  | Y | ACTIVE | PC | PC | PC | 1 |  |  | NETWORK | RADIO PLANNING | NW = MW -- IDU | HUAWEI | RTN950 |  | 30.5 | 27.6 | 7.5 | [7 empty] | 0.10102 | 1
02239646 |  | Y | ACTIVE | PC | PC | EA | 1 |  |  | NETWORK | TRANSMISSION | NW = TX -- MW - RTN | HUAWEI | RTN910 IDU REQUIRED DELIVERY ACCESSORY INSTALLATION MATERIA |  | 38 | 38 | 10 | [7 empty] | 0.034656 | 5
0226LHF_0734FF0029 |  | Y | ACTIVE | PC | PC | EA | 1 |  |  | Facility | SALES FACILITY | FACILITY = EM -- RECTIFIER CABINET | SUN microsysytems | rectifier Ezone Rack 3 oracle |  | 0 | 0 | 1.02 | [7 empty] | 0 | 0
0226LHF_0748FB117 |  | Y | ACTIVE | PC | PC | EA | 1 |  |  | Facility | SALES FACILITY | FACILITY = RACK | SUN microsystems | Zone E rack 4 ( EMS UNIX TEAM) |  | 0 | 0 | 1.02 | [7 empty] | 0 | 0
02300562 |  | Y | ACTIVE | PC | PC | EA | 1 |  |  | NETWORK | RADIO PLANNING | NW = RADIO -- SHELF | HUAWEI | SHELF |  | 1 | 1 | 1 | [7 empty] | 0.00012 | 1
02310CEU |  | Y | ACTIVE | PC | PC | EA | 1 |  |  | NETWORK | RADIO PLANNING | NW = RADIO -- TRANSCEIVER | HUAWEI | MRFUD WD5MJFUBG30 1800 MHZ |  | 0 | 0 | 0 | [7 empty] | 0 | 0
02310ERS |  | Y | ACTIVE | PC | PC | EA | 1 |  |  | NETWORK | ELECTROMECHANICAL | NW = EM -- RECTIFIER MODULE | Huawei | Function Module,R4850N1,EN1MRC5N2A1,2900W Power Module |  | 25 | 11 | 8 | [7 empty] | 0.0033 | 10
02310FFA |  | Y | ACTIVE | PC | PC | EA | 1 |  |  | NETWORK | RADIO PLANNING | NW = EM -- PSU | HUAWEI | FUNCTION MODULE R4850G2 EN1MRC5G1A1 1U 3000W RECTIFIER POWER ONLY |  | 38 | 16 | 10 | [7 empty] | 0.007296 | 10
02310HVE |  | Y | ACTIVE | PC | PC | EA | 1 |  |  | NETWORK | RADIO PLANNING | NW = RADIO -- RRU | UNKNOWN | RRU |  | 0 | 0 | 0 | [7 empty] | 0 | 0
02310KKP |  | Y | ACTIVE | PC | PC | EA | 1 |  |  | NETWORK | RADIO PLANNING | NW = RADIO -- RADIO | HUAWEI | RRU3824,WD5MWRUE610,WRRU V3,UMTS Multi-carriers Remote Radio Unit(TX2110-2170MHz/RX1920-1980MHz |  | 400 | 300 | 100 | [7 empty] | 2.4 | 6
02310KKQ |  | Y | ACTIVE | PC | PC | EA | 1 |  |  | NETWORK | RADIO PLANNING | NW = RADIO -- RADIO | HUAWEI | RRU3826,WD5MWRUE810,WRRU V3,UMTS Multi-carriers Remote Radio Unit(TX2110-2170MHz/RX1920-1980MHz,-48VDC,2.5G,1T2R,With Installation Kit) |  | 400 | 300 | 100 | [7 empty] | 2.4 | 6
02310MBP |  | Y | ACTIVE | PC | PC | EA | 1 |  |  | NETWORK | RADIO PLANNING | NW = RADIO -- GRFU | HUWAEI | GRFU V2 900MHZ EGSM |  | 8 | 40 | 31 | [7 empty] | 0.0064 | 6
02310MNS |  | Y | ACTIVE | PC | PC | EA | 1 |  |  | NETWORK | RADIO PLANNING | NW = RADIO -- RADIO | HUAWEI | RRU 3936 |  | 47 | 30 | 44 | [7 empty] | 0.0282 | 6
02310MPB |  | Y | ACTIVE | PC | PC | EA | 1 |  |  | NETWORK | RADIO PLANNING | NW = RADIO -- RADIO | HUAWEI | GRFU V2 900MHZ EGSM |  | 31 | 36.67 | 366.7 | [7 empty] | 0.022735 | 6
02310SFM |  | Y | ACTIVE | PC | PC | PC | 1 |  |  | NETWORK | RADIO PLANNING | NW = RADIO -- BOARD | HUAWEI | Power and Inviormental Interface Unit |  | 28 | 7.5 | 75 | [7 empty] | 0.0042 | 6
02310TQF |  | Y | ACTIVE | PC | PC | EA | 1 |  |  | NETWORK | RADIO PLANNING | NW = RADIO -- RADIO | HUAWEI | RRU3839 |  | 40 | 30 | 300 | [7 empty] | 0.024 | 6
02310UUQ |  | Y | ACTIVE | PC | PC | EA | 1 |  |  | NETWORK | RADIO PLANNING | NW = RADIO -- RADIO | Huawei | WRFU,WD5MWFUF810,V3-Multi-Mode Transceiver Unit(RX1920-1980MHz/TX2110-2170MHz,-48VDC,2.5G,1T2R,9U) |  | 31 | 37 | 7 | [7 empty] | 0.013764 | 10
02310VBD |  | Y | ACTIVE | PC | PC | EA | 1 |  |  | NETWORK | RADIO PLANNING | NW = MW HUW -- IDU | HUAWEI | RTN905 |  | 30.5 | 27.6 | 7.5 | [7 empty] | 0.016836 | 6
02310VTE |  | Y | ACTIVE | PC | PC | EA | 1 |  |  | NETWORK | RADIO PLANNING | NW = RADIO -- BOARD ACCESSORY | HUAWEI | BBU3910 |  | 48.2 | 30.8 | 308 | [7 empty] | 0.029691 | 6
02310WYG |  | Y | ACTIVE | PC | PC | PC | 1 |  |  | NETWORK | RADIO PLANNING | NW = RADIO -- BOARD ACCESSORY | UNKNOWN | BBU3900 |  | 48.2 | 30.8 | 308 | [7 empty] | 0.029691 | 6
02311BYE |  | Y | ACTIVE | PC | PC | EA | 1 |  |  | NETWORK | RADIO PLANNING | NW = RADIO -- RADIO | UNKNOWN | RRU3959 |  | 30 | 42 | 12 | [7 empty] | 0.0252 | 6
02311CHK |  | Y | ACTIVE | PC | PC | EA | 1 |  |  | NETWORK | RADIO PLANNING | NW = RADIO -- BOARD ACCESSORY | HUAWEI | FANe |  | 29 | 4.4 | 8.37 | [7 empty] | 0.002552 | 6
02311EKM |  | Y | ACTIVE | PC | PC | PC | 1 |  |  | NETWORK | RADIO PLANNING | NW = RADIO -- RADIO | HUAWEI | RU3952m for Multi-mode 1800MHz |  | 40 | 30 | 10 | [7 empty] | 0.144 | 1
02311EKS |  | Y | ACTIVE | PC | PC | PC | 1 |  |  | NETWORK | RADIO PLANNING | NW = RADIO -- RADIO | HUAWEI | RU3952m for Multi-mode 2100MHz |  | 40 | 30 | 10 | [7 empty] | 0.144 | 1
02311ELP |  | Y | ACTIVE | PC | PC | EA | 1 |  |  | NETWORK | RADIO PLANNING | NW = RADIO -- ANTENNA | HUAWEI | DXXXXX-2*(1710-2170)(UP)/690-960(DOWN)/2*(2500-2690)(DOWN)/-65/65/65/65/65-17i/17i/16i/17.5i/17.5i-R 10*7/16 DIN Female |  | 220 | 38 | 359 | [7 empty] | 0.1672 | 6
02311FWK |  | Y | ACTIVE | PC | PC | EA | 1 |  |  | NETWORK | RADIO PLANNING | NW = RADIO -- PDU |  | DPU30D-N06A1 1500W Distributed Power DC Unit |  | 0 | 0 | 0.015 | [7 empty] | 0 | 0
02311GYV |  | Y | ACTIVE | PC | PC | EA | 1 |  |  | NETWORK | RADIO PLANNING | NW = RADIO -- RADIO | Huawei | RRU3959,WD5MIRUYC10C,KUNLUN,TX2110-2170MHz/RX1920-1980MHz,-48VDC,9.8G,2T2R,2*60W |  | 40 | 30 | 10 | [7 empty] | 0.0144 | 10
02311HKM |  | Y | ACTIVE | PC | PC | PC | 1 |  |  | NETWORK | RADIO PLANNING | NW = RADIO -- TRANSCEIVER | HUAWEI | MRFU WD5MJFUH88E V6 |  | 0 | 0 | 0 | [7 empty] | 0 | 0
02311HVE |  | Y | ACTIVE | PC | PC | EA | 1 |  |  | NETWORK | RADIO PLANNING | NW = RADIO -- RRU | HUAWEI | RRU |  | 47 | 30 | 44 | [7 empty] | 0.1692 | 1
02311JFH |  | Y | ACTIVE | PC | PC | EA | 1 |  |  | NETWORK | RADIO PLANNING | NW = MW -- POWER INJECTOR | HUAWEI | POWER INJECTOR B20 |  | 25 | 20 | 200 | [7 empty] | 0.03 | 2
02311KNU |  | Y | ACTIVE | PC | CABLE | PC-ALL | 1 |  |  | NETWORK | TRANSMISSION | NW = RADIO -- SFP | HUAWEI | 100GBase-LR4 Optical Transceiver QSFP28 100G Single-mode module (1310nm 10km LC) |  | 0 | 0 | 0 | [7 empty] | 0 | 0
02311NCV |  | Y | ACTIVE | PC | PC | EA | 1 |  |  | NETWORK | RADIO PLANNING | NW = RADIO -- RRU | UNKNOWN | RRU2100 |  | 30 | 42 | 12 | [7 empty] | 0.0378 | 4
02311TBD |  | Y | ACTIVE | PC | PC | EA | 1 |  |  | NETWORK | RADIO PLANNING | NW = RADIO -- RADIO | Huawei | RRU5909,WD5MIRULC10C,WUYI,TX2110-2170MHz/RX1920-1980MHz,-48VDC,9.8G,2T2R,2*60W |  | 40 | 30 | 10 | [7 empty] | 0.0144 | 10
02312CHP |  | Y | ACTIVE | PC | PC | EA | 1 |  |  | NETWORK | RADIO PLANNING | NW = RADIO -- ANTENNA | HUAWEI | AAU5613 (TX3400~3600/RX3400~3600) 64T64R 200W,25i,eCPRI |  | 795 | 395 | 220 | [7 empty] | 6.2805 | 6
02315528 |  | Y | ACTIVE | PC | PC | EA | 1 |  |  | NETWORK | RADIO PLANNING | NW = RADIO -- BOARD | HUAWEI | UPEU |  | 6.5 | 44.2 | 442 | [7 empty] | 0.005746 | 6
02315639 |  | Y | ACTIVE | PC | PC | EA | 1 |  |  | NETWORK | RADIO PLANNING | NW = RADIO -- BOARD | HUAWEI | UNIVERSAL ENVIRONMENT INTERFACE CONTROL UNIT |  | 32 | 9 | 4 | [7 empty] | 0.003456 | 10
02315848 |  | Y | ACTIVE | PC | PC | EA | 1 |  |  | NETWORK | RADIO PLANNING | NW = RADIO -- BOARD ACCESSORY | HUAWEI | BBU3900 |  | 48.2 | 30.8 | 308 | [7 empty] | 0.029691 | 6
02316204 |  | Y | ACTIVE | PC | PC | EA | 1 |  |  | NETWORK | RADIO PLANNING | NW = RADIO -- RADIO UNIT | HUAWEI | GRRU 900MHz EGSM |  | 48 | 40 | 20 | [7 empty] | 0.02304 | 10
02316391 |  | Y | ACTIVE | PC | PC | EA | 1 |  |  | NETWORK | RADIO PLANNING | NW = EM -- POWER MODULE | HUAWEI | POWER SYSTEM MONITOR MODULE |  | 60 | 60 | 160 | [7 empty] | 0.432 | 1
02316791 |  | Y | ACTIVE | PC | PC | EA | 1 |  |  | NETWORK | RADIO PLANNING | NW = RADIO -- RRU | HUAWEI | SRRU FOR WCDMA 2100MHZ (60W) |  | 74 | 45 | 30 | [7 empty] | 0.1998 | 2
02317030 |  | Y | ACTIVE | PC | PC | EA | 1 |  |  | NETWORK | RADIO PLANNING | NW = RADIO -- RRU | HUAWEI | RRU3008 1800MHZ B |  | 50 | 45 | 20 | [7 empty] | 0.135 | 2
02317275 |  | Y | ACTIVE | PC | PC | EA | 1 |  |  | NETWORK | RADIO PLANNING | NW = RADIO -- EPM | HUAWEI | PMU MODULE |  | 1 | 1 | 1 | [7 empty] | 0.00012 | 1
02317474 |  | Y | ACTIVE | PC | PC | EA | 1 |  |  | NETWORK | RADIO PLANNING | NW = RADIO -- WRFU | MOTOROLA | WRFU |  | 0 | 0 | 0 | [7 empty] | 0 | 0
02318474 |  | Y | ACTIVE | PC | PC | EA | 1 |  |  | NETWORK | RADIO PLANNING | NW = RADIO -- RADIO | HUAWEI | GRFU V2 900MHZ EGSM |  | 39.7 | 7 | 70 | [7 empty] | 0.005558 | 6
02318547 |  | Y | ACTIVE | PC | PC | EA | 1 |  |  | NETWORK | RADIO PLANNING | NW = RADIO -- RADIO | HUAWEI | GRFU V2 1800MHz B |  | 40 | 31 | 7 | [7 empty] | 0.0248 | 6
02318685 |  | Y | ACTIVE | PC | PC | EA | 1 |  |  | NETWORK | TRANSMISSION | NW = MW HUW -- IDU | HUAWEI | RTN 910 BASAL CONFIGURATION 16E1(120OHM)+ 2FE(RJ45)+2GE(RJ45 |  | 49 | 22 | 5 | [7 empty] | 0.025872 | 5
02319231 |  | Y | ACTIVE | PC | PC | EA | 1 |  |  | NETWORK | RADIO PLANNING | NW = RADIO -- RADIO | HUAWEI | RF UNIT FOR WCDMA 2100MHZ (80W) |  | 40 | 29 | 5 | [7 empty] | 0.0232 | 6
02319783 |  | Y | ACTIVE | PC | PC | EA | 1 |  |  | NETWORK | RADIO PLANNING | NW = TX -- MW - BOARD | HUAWEI | RTN 950 Basic Configuration 16E1(120 ohm)+4FE(RJ45)+2GE(1000 |  | 0 | 0 | 0.015 | [7 empty] | 0 | 0
02319897 |  | Y | ACTIVE | PC | PC | EA | 1 |  |  | NETWORK | RADIO PLANNING | NW = RADIO -- BOARD | HUAWEI | UPEU |  | 28 | 7.5 | 75 | [7 empty] | 0.0042 | 6
02319940 |  | Y | ACTIVE | PC | PC | EA | 1 |  |  | NETWORK | RADIO PLANNING | NW = RADIO -- BOARD ACCESSORY | HUAWEI | BBU Box |  | 31 | 44.2 | 442 | [7 empty] | 0.027404 | 6
02351602 |  | Y | ACTIVE | PC | PC | EA | 1 |  |  | NETWORK | RADIO PLANNING | NW = TX -- NE40E - BOARD | HUAWEI | NETENGINE40E-3 CR5Z1BKPE GENERAL INTEGRATED CHASSIS COMPONEN |  | 16 | 11 | 3 | [7 empty] | 0.001408 | 15
02352571 |  | Y | ACTIVE | PC | PC | EA | 1 |  |  | NETWORK | RADIO PLANNING | NW = MW -- IDU | HUAWEI | RTN980 |  | 30.5 | 27.6 | 276 | [7 empty] | 0.033672 | 3
02353149 |  | Y | ACTIVE | PC | PC | EA | 1 |  |  | NETWORK | RADIO PLANNING | NW = RADIO -- BBU | HUAWEI | FUNCTIONAL MODULE HERT BBU WD2MUPEUA -48V POWER AND ENVIRONM |  | 49 | 37 | 9 | [7 empty] | 0.021756 | 10
02353TBH-001 |  | Y | ACTIVE | PC | PC | EA | 1 |  |  | NETWORK | RADIO PLANNING |  | Huawei | AR6121E, 2*GE COMBO,WAN, 1*10GE(SFP+) WA |  | 0 | 0 | 0.02 | [7 empty] | 0 | 0
02400460 |  | Y | ACTIVE | PC | PC | EA | 1 |  |  | NETWORK | RADIO PLANNING | NW = EM -- CABINET | HUAWEI | POWER DISTRIBUTION CABINET 220V 50/60HZ 38900MA NONE EPS 01B |  | 1 | 1 | 1 | [7 empty] | 0.00012 | 1
025030461 |  | Y | ACTIVE | PC | CABLE | PC-ALL | 1 |  |  | NETWORK | TRANSMISSION | NW = RADIO -- CABLE | HUAWEI | POWER CABLE 300/500V 60227IEC10(BVV) 6MM |  | 34 | 34 | 6 | [7 empty] | 0.013872 | 10
02701059 |  | Y | ACTIVE | PC | PC | EA | 1 |  |  | NETWORK | RADIO PLANNING | NW = RADIO -- GPS ANT | UNKNOWN | GPS ANTENNA |  | 12 | 14 | 13 | [7 empty] | 0.02016 | 1
028334D07 |  | Y | ACTIVE | PC | PC | EA | 1 |  |  | NETWORK | RADIO PLANNING | NW = RADIO -- BOARD ACCESSORY | MOTOROLA | NCCU |  | 60 | 60 | 155 | [7 empty] | 0.432 | 1
030-0034-02 |  | Y | ACTIVE | PC | PC | EA | 1 |  |  | FACILITY | SALES FACILITY | FACILITY = SENSORMATIC | UNKNOWN | SENSORMATIC |  | 0 | 0 | 0 | [7 empty] | 0 | 0
03020FED |  | Y | ACTIVE | PC | PC | EA | 1 |  |  | NETWORK | RADIO PLANNING | NW = RADIO -- GRFU | HUAWEI | UNIVERSAL E1/T1 LIGHTING PROTECTION UNIT |  | 58 | 22 | 12 | [7 empty] | 0.030624 | 5
03020GFK |  | Y | ACTIVE | PC | PC | EA | 1 |  |  | NETWORK | RADIO PLANNING | NW = TX -- IP - BOARD | HUAWEI | ENHANCED BASEBAND PROCESSING UNIT (CE:UL384/DL384) |  | 50 | 26 | 3 | [7 empty] | 0.0156 | 10
03020JQE |  | Y | ACTIVE | PC | PC | EA | 1 |  |  | NETWORK | RADIO PLANNING | NW = RADIO -- BOARD | HUAWEI | WMPT |  | 16 | 32 | 2 | [7 empty] | 0.01024 | 6
03020KWP |  | Y | ACTIVE | PC | PC | EA | 1 |  |  | NETWORK | RADIO PLANNING | NW = RADIO -- BOARD | HUAWEI | WBBPB3 |  | 282 | 144.5 | 1.6 | [7 empty] | 0.48899 | 10
03020MLG |  | Y | ACTIVE | PC | PC | EA | 1 |  |  | NETWORK | RADIO PLANNING | NW = RADIO -- BOARD | HUAWEI | LMPTb1 |  | 28 | 14.4 | 144 | [7 empty] | 0.008064 | 6
03020MYE |  | Y | ACTIVE | PC | PC | EA | 1 |  |  | NETWORK | RADIO PLANNING | NW = RADIO -- BOARD | HUAWEI | UMPTb2 |  | 6.61 | 3.18 | 31.8 | [7 empty] | 0.0004204 | 6
03020PSS |  | Y | ACTIVE | PC | PC | EA | 1 |  |  | NETWORK | RADIO PLANNING | NW = RADIO -- BOARD | HUAWEI | WBBP |  | 16 | 32 | 144.5 | [7 empty] | 0.01024 | 6
03020QYB |  | Y | ACTIVE | PC | PC | EA | 1 |  |  | NETWORK | RADIO PLANNING | NW = RADIO -- BOARD | HUAWEI | LBBP |  | 28 | 14 | 0 | [7 empty] | 0.004704 | 10
03020QYR |  | Y | ACTIVE | PC | PC | EA | 1 |  |  | NETWORK | RADIO PLANNING | NW = RADIO -- BOARD | HUAWEI | WBBPd2 |  | 28.2 | 14.45 | 144.5 | [7 empty] | 0.0081498 | 6
03020RAR |  | Y | ACTIVE | PC | PC | EA | 1 |  |  | NETWORK | TRANSMISSION | NW = MW HUW -- MW BOARD | HUAWEI | CSHU Card |  | 42 | 32 | 5 | [7 empty] | 0.032256 | 5
03020RBJ |  | Y | ACTIVE | PC | PC | EA | 1 |  |  | NETWORK | TRANSMISSION | NW = MW -- BOARD | HUAWEI | HYBRID IF BOARD |  | 22 | 20 | 3 | [7 empty] | 0.000528 | 100
03020SBE |  | Y | ACTIVE | PC | PC | EA | 1 |  |  | NETWORK | RADIO PLANNING | NW = MW -- BOARD | Huawei | OptiX RTN 910,SLA1CSHAA,16*E1(120ohm)/2*FE(RJ45)/2*GE(RJ45) Hybrid System Control and Cross-connect Switch Board,1*1 |  | 90 | 38.84 | 2.032 | [7 empty] | 0.083894 | 5
03020SCF |  | Y | ACTIVE | PC | PC | EA | 1 |  |  | NETWORK | RADIO PLANNING | NW = MW -- MW BOARD | HUAWEI | EM6F CARD |  | 22.275 | 19.38 | 193.8 | [7 empty] | 0.025901 | 2
03020SWY |  | Y | ACTIVE | PC | PC | EA | 1 |  |  | NETWORK | RADIO PLANNING | NW = MW HUW -- MW BOARD | HUAWEI | SP3S Card |  | 22.275 | 19.38 | 193.8 | [7 empty] | 0.025901 | 2
03020TLF |  | Y | ACTIVE | PC | PC | EA | 1 |  |  | NETWORK | RADIO PLANNING | NW = TX -- OSN - BOARD | Huawei | OptiX OSN 3500,SSN1PIUB,Power Interface Unit,1*2 |  | 90 | 24.51 | 4.4 | [7 empty] | 0.052942 | 5
03020UAQ |  | Y | ACTIVE | PC | PC | EA | 1 |  |  | NETWORK | RADIO PLANNING | NW = RADIO -- BOARD | HUAWEI | LBBPC |  | 28.2 | 14.45 | 144.5 | [7 empty] | 0.0081498 | 6
03020VVT |  | Y | ACTIVE | PC | PC | EA | 1 |  |  | NETWORK | TRANSMISSION | NW = MW HUW -- MW BOARD | HUAWEI | ISU2 IF CARD |  | 24 | 19 | 2 | [7 empty] | 0.00912 | 6
03020VVW |  | Y | ACTIVE | PC | PC | EA | 1 |  |  | NETWORK | TRANSMISSION | NW = MW HUW -- MW BOARD | HUAWEI | ISX2 IF Card |  | 22 | 20 | 3 | [7 empty] | 0.001056 | 50
03020WQV |  | Y | ACTIVE | PC | PC | EA | 1 |  |  | NETWORK | RADIO PLANNING | NW = MW -- MW BOARD | HUAWEI | PIU Card |  | 22.275 | 19.38 | 193.8 | [7 empty] | 0.025901 | 2
03021HPJ |  | Y | ACTIVE | PC | PC | EA | 1 |  |  | NETWORK | RADIO PLANNING | NW = RADIO -- BOARD | HUAWEI | LBBP (WD22LBBPD2) |  | 40 | 23 | 13 | [7 empty] | 0.01104 | 10
03021HPK |  | Y | ACTIVE | PC | PC | EA | 1 |  |  | NETWORK | RADIO PLANNING | NW = RADIO -- BOARD | HUAWEI | LBBPd3 |  | 28 | 14 | 0 | [7 empty] | 0.00784 | 6
03021HPR |  | Y | ACTIVE | PC | PC | EA | 1 |  |  | NETWORK | RADIO PLANNING | NW = RADIO -- BOARD | HUAWEI | WBBP |  | 40 | 23 | 13 | [7 empty] | 0.01104 | 10
03021MXJ |  | Y | ACTIVE | PC | PC | PC | 1 |  |  | NETWORK | RADIO PLANNING | NW = MW HUW -- MW BOARD | UNKNOWN | SL91EG4 ( EG4 Card ) |  | 22.275 | 19.38 | 193.8 | [7 empty] | 0.0086338 | 6
03021PFK |  | Y | ACTIVE | PC | PC | EA | 1 |  |  | NETWORK | TRANSMISSION | NW = MW HUW -- MW BOARD | HUAWEI | ISV3 IF Card |  | 30 | 29 | 8 | [7 empty] | 0.002088 | 50
03021QJX |  | Y | ACTIVE | PC | PC | EA | 1 |  |  | NETWORK | RADIO PLANNING | NW = RADIO -- BOARD | HUAWEI | USCU |  | 22.5 | 19.3 | 193 | [7 empty] | 0.008685 | 6
03021QXJ |  | Y | ACTIVE | PC | PC | PC | 1 |  |  | NETWORK | RADIO PLANNING | NW = RADIO -- BOARD | HUAWEI | USCUb1 |  | 0 | 0 | 0 | [7 empty] | 0 | 0
03021RAR |  | Y | ACTIVE | PC | PC | PC | 1 |  |  | NETWORK | RADIO PLANNING | NW = MW HUW -- MW BOARD | HUAWEI | CSHU Card |  | 22.28 | 19.38 | 2.24 | [7 empty] | 0.051814 | 1
03021UDH |  | Y | ACTIVE | PC | PC | EA | 1 |  |  | NETWORK | RADIO PLANNING | NW = MW -- MW BOARD | HUAWEI | 16*E1(TDM)/2*STM-1(SFP)/4*GE(RJ45)/2*GE(SFP) HYBRID SYSTEM C (CSHU Card) |  | 22.275 | 19.38 | 193.8 | [7 empty] | 0.0086338 | 6
03021VHD |  | Y | ACTIVE | PC | PC | EA | 1 |  |  | NETWORK | RADIO PLANNING | NW = RADIO -- BOARD | HUAWEI | WBBPf3 |  | 28.2 | 14.45 | 144.5 | [7 empty] | 0.0081498 | 6
03021YTF |  | Y | ACTIVE | PC | PC | PC | 1 |  |  | NETWORK | RADIO PLANNING | NW = MW HUW -- MW BOARD | UNKNOWN | CSHU Card |  | 22.275 | 19.38 | 193.8 | [7 empty] | 0.0086338 | 6
03022ACJ |  | Y | ACTIVE | PC | PC | PC | 1 |  |  | NETWORK | RADIO PLANNING | NW = RADIO -- BOARD | HUAWEI | UBRIB00 |  | 31.3 | 15.4 | 154 | [7 empty] | 0.0096404 | 6
03022HEK |  | Y | ACTIVE | PC | PC | EA | 1 |  |  | NETWORK | RADIO PLANNING | NW = RADIO -- BOARD | HUAWEI | UBBPd4 |  | 16 | 32 | 0 | [7 empty] | 0.01024 | 6
03022HEM |  | Y | ACTIVE | PC | PC | PC | 1 |  |  | NETWORK | RADIO PLANNING | NW = RADIO -- BOARD ACCESSORY | UNKNOWN | BBU3900 WD processing unit d6 |  | 0 | 0 | 0 | [7 empty] | 0 | 0
03022VHK |  | Y | ACTIVE | PC | PC | PC | 1 |  |  | NETWORK | RADIO PLANNING | NW = MW HUW -- MW BOARD | UNKNOWN | ISM6 IF CARD |  | 22.275 | 19.38 | 193.8 | [7 empty] | 0.0086338 | 6
03024QDG |  | Y | ACTIVE | PC | PC | EA | 1 |  |  | NETWORK | RADIO PLANNING | NW = RADIO -- SWITCH MODULE | HUAWEI | CE12800S Switch Fabric Unit G |  | 0 | 0 | 0.008 | [7 empty] | 0 | 0
03027PYP |  | Y | ACTIVE | PC | PC | EA | 1 |  |  | NETWORK | RADIO PLANNING |  | Huawei | 5G NR/LTE/WCDMA INTERFACE CARD |  | 0 | 0 | 0.014 | [7 empty] | 0 | 0
03030DAR |  | Y | ACTIVE | PC | PC | EA | 1 |  |  | NETWORK | RADIO PLANNING | NW = RADIO -- BTS3812E - UTI | MOTOROLA | NUTI |  | 26 | 23 | 10 | [7 empty] | 0.007176 | 10
03030ETA |  | Y | ACTIVE | PC | PC | EA | 1 |  |  | NETWORK | RADIO PLANNING | NW = RADIO -- BTS3812E - MPU | MOTOROLA | MAIN PROCESSING & TIMING UNIT WITHOUT GPS |  | 50 | 26 | 3 | [7 empty] | 0.0156 | 10
03030HNK |  | Y | ACTIVE | PC | PC | EA | 1 |  |  | NETWORK | RADIO PLANNING | NW = RADIO -- BOARD | HUAWEI | GTMU1 |  | 29.6 | 16 | 4 | [7 empty] | 0.009472 | 6
03030LPM |  | Y | ACTIVE | PC | PC | PC | 1 |  |  | NETWORK | RADIO PLANNING | NW = RADIO -- BOARD | HUAWEI | MAIN CONTROL AND TRANSPORT UNIT(4E1&1 ELECTRICAL FE&1 OPTICA |  | 26 | 16 | 5 | [7 empty] | 0.00832 | 6
03030WEE |  | Y | ACTIVE | PC | PC | EA | 1 |  |  | NETWORK | RADIO PLANNING | NW = RADIO -- SFP | Huawei | 2-Port 10GBase LAN/WAN-SFP+ Physical Interface Card(PIC) |  | 0 | 0 | 0.805 | [7 empty] | 0 | 0
03031DJM |  | Y | ACTIVE | PC | PC | EA | 1 |  |  | NETWORK | RADIO PLANNING | NW = RADIO -- SFP | Huawei | 4-Port 10GBase LAN/WAN-SFP+ Physical Interface Card(PIC) |  | 0 | 0 | 0.801 | [7 empty] | 0 | 0
03031MXR |  | Y | ACTIVE | PC | PC | EA | 1 |  |  | NETWORK | RADIO PLANNING | NW = RADIO -- BOARD | HUAWEI | GTMUc |  | 296 | 160 | 40 | [7 empty] | 0.56832 | 10
0304-0034-02 |  | Y | ACTIVE | PC | PC | PC | 1 |  |  | FACILITY | SALES FACILITY | FACILITY = SENSORMATIC | UNKNOWN | SENSORMATIC |  | 0 | 0 | 0 | [7 empty] | 0 | 0
03051116 |  | Y | ACTIVE | PC | PC | EA | 1 |  |  | NETWORK | RADIO PLANNING | NW = RADIO -- BSC/RNC - BOARD | HUAWEI | GENERAL CLOCK UNIT |  | 1 | 1 | 1 | [7 empty] | 0.00012 | 1
03051117 |  | Y | ACTIVE | PC | PC | EA | 1 |  |  | NETWORK | RADIO PLANNING | NW = RADIO -- BSC/RNC - BOARD | HUAWEI | GE SWITCHING AND CONTROL UNIT |  | 1 | 1 | 1 | [7 empty] | 0.00012 | 1
03051118 |  | Y | ACTIVE | PC | PC | EA | 1 |  |  | NETWORK | TRANSMISSION | NW = RADIO -- BSC/RNC - BOARD | HUAWEI | GE SWITCHING AND CONTROL UNIT |  | 1 | 1 | 1 | [7 empty] | 0.00012 | 1
03051122 |  | Y | ACTIVE | PC | PC | EA | 1 |  |  | NETWORK | TRANSMISSION | NW = RADIO -- BSC/RNC - BOARD | HUAWEI | TDM INTERFACE UNIT (1 STM-1) |  | 40 | 26 | 3 | [7 empty] | 0.02496 | 5
03051484 |  | Y | ACTIVE | PC | PC | EA | 1 |  |  | NETWORK | RADIO PLANNING | NW = RADIO -- BSC/RNC - BOARD | HUAWEI | ATM INTERFACE UNIT (32 E1/T1) |  | 40 | 26 | 2 | [7 empty] | 0.0624 | 2
03051486 |  | Y | ACTIVE | PC | PC | EA | 1 |  |  | NETWORK | TRANSMISSION | NW = RADIO -- BSC/RNC - BOARD | HUAWEI | IP INTERFACE UNIT (32 E1/T1) |  | 1 | 1 | 1 | [7 empty] | 0.00012 | 1
03051569 |  | Y | ACTIVE | PC | PC | EA | 1 |  |  | NETWORK | RADIO PLANNING | NW = RADIO -- BSC/RNC - BOARD | HUAWEI | OPERATION AND MAINTENANCE UNIT REV:A |  | 1 | 1 | 1 | [7 empty] | 0.00012 | 1
03051814 |  | Y | ACTIVE | PC | PC | EA | 1 |  |  | NETWORK | RADIO PLANNING | NW = RADIO -- BSC/RNC - BOARD | HUAWEI | DATA PROCESSING UNIT (1024 PDCH) |  | 1 | 1 | 1 | [7 empty] | 0.00012 | 1
03052760 |  | Y | ACTIVE | PC | PC | EA | 1 |  |  | NETWORK | TRANSMISSION | NW = RADIO -- BSC/RNC - BOARD | HUAWEI | ATM INTERFACE UNIT (8 STM-1 UNCHANNELIZED) |  | 40 | 24 | 2 | [7 empty] | 0.01152 | 10
03052780 |  | Y | ACTIVE | PC | PC | EA | 1 |  |  | NETWORK | RADIO PLANNING | NW = RADIO -- BSC/RNC - BOARD | HUAWEI | EXTENSIBLE PROCESSING UNIT |  | 40 | 24 | 4 | [7 empty] | 0.02304 | 5
03052995 |  | Y | ACTIVE | PC | PC | EA | 1 |  |  | NETWORK | RADIO PLANNING | NW = RADIO -- BOARD | HUAWEI | UBRIb |  | 16 | 32 | 2 | [7 empty] | 0.01024 | 6
03053102 |  | Y | ACTIVE | PC | PC | EA | 1 |  |  | NETWORK | TRANSMISSION | NW = MW -- BOARD | HUAWEI | 2XSTM-1 OPTICAL INTERFACE BOARD(S-1.1 LC/PC) |  | 20 | 19 | 3 | [7 empty] | 0.000456 | 100
03053149 |  | Y | ACTIVE | PC | PC | EA | 1 |  |  | NETWORK | TRANSMISSION | NW = MW HUW -- MW BOARD | HUAWEI | EM6F Card |  | 22 | 9 | 2 | [7 empty] | 0.0004752 | 50
03053170 |  | Y | ACTIVE | PC | PC | EA | 1 |  |  | NETWORK | RADIO PLANNING | NW = MW -- BOARD | HUAWEI | 12XSTM-1 OPTICAL INTERFACE BOARD(S-1.1 LC) |  | 40 | 24 | 3 | [7 empty] | 0.02304 | 5
03053947 |  | Y | ACTIVE | PC | PC | EA | 1 |  |  | NETWORK | RADIO PLANNING | NW = RADIO -- BOARD | HUAWEI | UMPTe1 |  | 28.2 | 14.4 | 144 | [7 empty] | 0.0081216 | 6
03054154 |  | Y | ACTIVE | PC | PC | EA | 1 |  |  | NETWORK | RADIO PLANNING | NW = RADIO -- BOARD | HUAWEI | UMPTa2 |  | 29.6 | 16 | 160 | [7 empty] | 0.028416 | 2
03054344 |  | Y | ACTIVE | PC | PC | EA | 1 |  |  | NETWORK | RADIO PLANNING | NW = MW HUW -- MW BOARD | HUAWEI | EG4 Card |  | 22.275 | 19.38 | 193.8 | [7 empty] | 0.0086338 | 6
03054447 |  | Y | ACTIVE | PC | PC | EA | 1 |  |  | NETWORK | TRANSMISSION | NW = TX -- NE40E - CARD | HUAWEI | NE40-X3 Router card-LPUF-50 |  | 0 | 0 | 0 | [7 empty] | 0 | 0
03054885 |  | Y | ACTIVE | PC | PC | EA | 1 |  |  | NETWORK | RADIO PLANNING | NW = RADIO -- BOARD | HUAWEI | UMPTb1 |  | 29.6 | 16 | 160 | [7 empty] | 0.009472 | 6
03054886 |  | Y | ACTIVE | PC | PC | EA | 1 |  |  | NETWORK | RADIO PLANNING | NW = RADIO -- BOARD | HUAWEI | UMPT |  | 29.6 | 16 | 160 | [7 empty] | 0.009472 | 6
03056502 |  | Y | ACTIVE | PC | PC | PC | 1 |  |  | NETWORK | RADIO PLANNING | NW = MW -- MW BOARD | HUAWEI | CSHU Card |  | 22.275 | 19.38 | 193.8 | [7 empty] | 0.025901 | 2
03057153 |  | Y | ACTIVE | PC | PC | PC | 1 |  |  | NETWORK | RADIO PLANNING | NW = RADIO -- BOARD | HUAWEI | UBBPe2 |  | 30 | 16 | 3 | [7 empty] | 0.00576 | 10
03057252 |  | Y | ACTIVE | PC | PC | EA | 1 |  |  | NETWORK | RADIO PLANNING | NW = RADIO -- BOARD |  | UMPTe2 |  | 30 | 16 | 3 | [7 empty] | 0.00576 | 10
03058627 |  | Y | ACTIVE | PC | PC | PC | 1 |  |  | NETWORK | RADIO PLANNING | NW = RADIO -- BOARD | HUAWEI | UBBPg3 |  | 282 | 144.5 | 1.6 | [7 empty] | 0.48899 | 10
030605A1 |  | Y | ACTIVE | PC | PC | EA | 1 |  |  | FACILITY | SALES FACILITY | FACILITY = CONSOLE | XBOX | PROJECTOR XBOX 360 |  | 0 | 0 | 0 | [7 empty] | 0 | 0
030qbk10f8000048 |  | Y | ACTIVE | PC | PC | EA | 1 |  |  | NETWORK | TRANSMISSION | NW = MW -- MW BOARD | HUAWEI | Finished Board,NetEngine40E,CR51E8GFC0,8-Port 100/1000Base-X |  | 0 | 0 | 0 | [7 empty] | 0 | 0
030qbk10f8000050 |  | Y | ACTIVE | PC | PC | EA | 1 |  |  | NETWORK | TRANSMISSION | NW = MW -- MW BOARD | HUAWEI | Finished Board,NetEngine40E,CR51E8GFC0,8-Port 100/1000Base-X |  | 0 | 0 | 0 | [7 empty] | 0 | 0
030qbk10f9000084 |  | Y | ACTIVE | PC | PC | EA | 1 |  |  | NETWORK | TRANSMISSION | NW = MW -- MW BOARD | HUAWEI | Finished Board,NetEngine40E,CR51E8GFC0,8-Port 100/1000Base-X |  | 0 | 0 | 0 | [7 empty] | 0 | 0
030qbk10f9000085 |  | Y | ACTIVE | PC | PC | EA | 1 |  |  | NETWORK | TRANSMISSION | NW = MW -- MW BOARD | HUAWEI | Finished Board,NetEngine40E,CR51E8GFC0,8-Port 100/1000Base-X |  | 0 | 0 | 0 | [7 empty] | 0 | 0
030qbk10f9000087 |  | Y | ACTIVE | PC | PC | EA | 1 |  |  | NETWORK | TRANSMISSION | NW = MW -- MW BOARD | HUAWEI | Finished Board,NetEngine40E,CR51E8GFC0,8-Port 100/1000Base-X |  | 0 | 0 | 0 | [7 empty] | 0 | 0
030qbk10f9000088 |  | Y | ACTIVE | PC | PC | EA | 1 |  |  | NETWORK | TRANSMISSION | NW = MW -- MW BOARD | HUAWEI | Finished Board,NetEngine40E,CR51E8GFC0,8-Port 100/1000Base-X |  | 0 | 0 | 0 | [7 empty] | 0 | 0
030qbk10f9000090 |  | Y | ACTIVE | PC | PC | EA | 1 |  |  | NETWORK | TRANSMISSION | NW = MW -- MW BOARD | HUAWEI | Finished Board,NetEngine40E,CR51E8GFC0,8-Port 100/1000Base-X |  | 0 | 0 | 0 | [7 empty] | 0 | 0
030qbk10f9000110 |  | Y | ACTIVE | PC | PC | EA | 1 |  |  | NETWORK | TRANSMISSION | NW = MW -- MW BOARD | HUAWEI | Finished Board,NetEngine40E,CR51E8GFC0,8-Port 100/1000Base-X |  | 0 | 0 | 0 | [7 empty] | 0 | 0
030qbk10f9000149 |  | Y | ACTIVE | PC | PC | EA | 1 |  |  | NETWORK | TRANSMISSION | NW = MW -- MW BOARD | HUAWEI | Finished Board,NetEngine40E,CR51E8GFC0,8-Port 100/1000Base-X |  | 0 | 0 | 0 | [7 empty] | 0 | 0
030qbk10f9000152 |  | Y | ACTIVE | PC | PC | EA | 1 |  |  | NETWORK | TRANSMISSION | NW = MW -- MW BOARD | HUAWEI | Finished Board,NetEngine40E,CR51E8GFC0,8-Port 100/1000Base-X |  | 0 | 0 | 0 | [7 empty] | 0 | 0
030qbk10f9000461 |  | Y | ACTIVE | PC | PC | EA | 1 |  |  | NETWORK | TRANSMISSION | NW = MW -- MW BOARD | HUAWEI | Finished Board,NetEngine40E,CR51L2XFC0,2-Port 10GBase LAN/WA |  | 0 | 0 | 0 | [7 empty] | 0 | 0
030qbk10f9000462 |  | Y | ACTIVE | PC | PC | EA | 1 |  |  | NETWORK | TRANSMISSION | NW = MW -- MW BOARD | HUAWEI | Finished Board,NetEngine40E,CR51L2XFC0,2-Port 10GBase LAN/WA |  | 0 | 0 | 0 | [7 empty] | 0 | 0
030qbk10f9000468 |  | Y | ACTIVE | PC | PC | EA | 1 |  |  | NETWORK | TRANSMISSION | NW = MW -- MW BOARD | HUAWEI | Finished Board,NetEngine40E,CR51E8GFC0,8-Port 100/1000Base-X |  | 0 | 0 | 0 | [7 empty] | 0 | 0
030qbk10f9000470 |  | Y | ACTIVE | PC | PC | EA | 1 |  |  | NETWORK | TRANSMISSION | NW = MW -- MW BOARD | HUAWEI | Finished Board,NetEngine40E,CR51E8GFC0,8-Port 100/1000Base-X |  | 0 | 0 | 0 | [7 empty] | 0 | 0
030qbk10fb000496 |  | Y | ACTIVE | PC | PC | EA | 1 |  |  | NETWORK | TRANSMISSION | NW = MW -- MW BOARD | HUAWEI | Finished Board,NetEngine40E,CR51E8GFC0,8-Port 100/1000Base-X |  | 0 | 0 | 0 | [7 empty] | 0 | 0
030qbk10fb000498 |  | Y | ACTIVE | PC | PC | EA | 1 |  |  | NETWORK | TRANSMISSION | NW = MW -- MW BOARD | HUAWEI | Finished Board,NetEngine40E,CR51E8GFC0,8-Port 100/1000Base-X |  | 0 | 0 | 0 | [7 empty] | 0 | 0
030qbk10fb000518 |  | Y | ACTIVE | PC | PC | EA | 1 |  |  | NETWORK | TRANSMISSION | NW = MW -- MW BOARD | HUAWEI | Finished Board,NetEngine40E,CR51L2XFC0,2-Port 10GBase LAN/WA |  | 0 | 0 | 0 | [7 empty] | 0 | 0
030qbk10fb000521 |  | Y | ACTIVE | PC | PC | EA | 1 |  |  | NETWORK | TRANSMISSION | NW = MW -- MW BOARD | HUAWEI | Finished Board,NetEngine40E,CR51L2XFC0,2-Port 10GBase LAN/WA |  | 0 | 0 | 0 | [7 empty] | 0 | 0
030qbk10g4000072 |  | Y | ACTIVE | PC | PC | EA | 1 |  |  | NETWORK | TRANSMISSION | NW = MW -- MW BOARD | HUAWEI | Finished Board,NetEngine40E,CR51E8GFC0,8-Port 100/1000Base-X |  | 0 | 0 | 0 | [7 empty] | 0 | 0
030qbk10g4000073 |  | Y | ACTIVE | PC | PC | EA | 1 |  |  | NETWORK | TRANSMISSION | NW = MW -- MW BOARD | HUAWEI | Finished Board,NetEngine40E,CR51E8GFC0,8-Port 100/1000Base-X |  | 0 | 0 | 0 | [7 empty] | 0 | 0
030qbk10g4000091 |  | Y | ACTIVE | PC | PC | EA | 1 |  |  | NETWORK | TRANSMISSION | NW = MW -- MW BOARD | HUAWEI | Finished Board,NetEngine40E,CR51L4XFD0,4-Port 10GBase LAN/WA |  | 0 | 0 | 0 | [7 empty] | 0 | 0
030qbk10g4000092 |  | Y | ACTIVE | PC | PC | EA | 1 |  |  | NETWORK | TRANSMISSION | NW = MW -- MW BOARD | HUAWEI | Finished Board,NetEngine40E,CR51E8GFC0,8-Port 100/1000Base-X |  | 0 | 0 | 0 | [7 empty] | 0 | 0
030qbk10g4000109 |  | Y | ACTIVE | PC | PC | EA | 1 |  |  | NETWORK | TRANSMISSION | NW = MW -- MW BOARD | HUAWEI | Finished Board,NetEngine40E,CR51L4XFD0,4-Port 10GBase LAN/WA |  | 0 | 0 | 0 | [7 empty] | 0 | 0
030qbk10h7000115 |  | Y | ACTIVE | PC | PC | EA | 1 |  |  | NETWORK | TRANSMISSION | NW = MW -- MW BOARD | HUAWEI | Finished Board,NetEngine40E,CR51E8GFC0,8-Port 100/1000Base-X |  | 0 | 0 | 0 | [7 empty] | 0 | 0
030qbk10h7000121 |  | Y | ACTIVE | PC | PC | EA | 1 |  |  | NETWORK | TRANSMISSION | NW = MW -- MW BOARD | HUAWEI | Finished Board,NetEngine40E,CR51E8GFC0,8-Port 100/1000Base-X |  | 0 | 0 | 0 | [7 empty] | 0 | 0
030wee10k9000071 |  | Y | ACTIVE | PC | PC | EA | 1 |  |  | NETWORK | TRANSMISSION | NW = MW -- MW BOARD | HUAWEI | Finished Board,NetEngine40E,CR51L2XFC0,2-Port 10GBase LAN/WA |  | 0 | 0 | 0 | [7 empty] | 0 | 0
030wee10k9000079 |  | Y | ACTIVE | PC | PC | EA | 1 |  |  | NETWORK | TRANSMISSION | NW = MW -- MW BOARD | HUAWEI | Finished Board,NetEngine40E,CR51E8GFC0,8-Port 100/1000Base-X |  | 0 | 0 | 0 | [7 empty] | 0 | 0
030wee10k9000080 |  | Y | ACTIVE | PC | PC | EA | 1 |  |  | NETWORK | TRANSMISSION | NW = MW -- MW BOARD | HUAWEI | Finished Board,NetEngine40E,CR51E8GFC0,8-Port 100/1000Base-X |  | 0 | 0 | 0 | [7 empty] | 0 | 0
030wee10k9000083 |  | Y | ACTIVE | PC | PC | EA | 1 |  |  | NETWORK | TRANSMISSION | NW = MW -- MW BOARD | HUAWEI | Finished Board,NetEngine40E,CR51L4XFD0,4-Port 10GBase LAN/WA |  | 0 | 0 | 0 | [7 empty] | 0 | 0
030wee10l2000402 |  | Y | ACTIVE | PC | PC | EA | 1 |  |  | NETWORK | TRANSMISSION | NW = MW -- MW BOARD | HUAWEI | Finished Board,NetEngine40E,CR51L2XFC0,2-Port 10GBase LAN/WA |  | 0 | 0 | 0 | [7 empty] | 0 | 0
030wee10l2000406 |  | Y | ACTIVE | PC | PC | EA | 1 |  |  | NETWORK | TRANSMISSION | NW = MW -- MW BOARD | HUAWEI | Finished Board,NetEngine40E,CR51L4XFD0,4-Port 10GBase LAN/WA |  | 0 | 0 | 0 | [7 empty] | 0 | 0
030wee10l2000412 |  | Y | ACTIVE | PC | PC | EA | 1 |  |  | NETWORK | TRANSMISSION | NW = MW -- MW BOARD | HUAWEI | Finished Board,NetEngine40E,CR51E8GFC0,8-Port 100/1000Base-X |  | 0 | 0 | 0 | [7 empty] | 0 | 0
030wee10l2000415 |  | Y | ACTIVE | PC | PC | EA | 1 |  |  | NETWORK | TRANSMISSION | NW = MW -- MW BOARD | HUAWEI | Finished Board,NetEngine40E,CR51E8GFC0,8-Port 100/1000Base-X |  | 0 | 0 | 0 | [7 empty] | 0 | 0
030wee10l2000416 |  | Y | ACTIVE | PC | PC | EA | 1 |  |  | NETWORK | TRANSMISSION | NW = MW -- MW BOARD | HUAWEI | Finished Board,NetEngine40E,CR51L4XFD0,4-Port 10GBase LAN/WA |  | 0 | 0 | 0 | [7 empty] | 0 | 0
030wee10l2000417 |  | Y | ACTIVE | PC | PC | EA | 1 |  |  | NETWORK | TRANSMISSION | NW = MW -- MW BOARD | HUAWEI | Finished Board,NetEngine40E,CR51E8GFC0,8-Port 100/1000Base-X |  | 0 | 0 | 0 | [7 empty] | 0 | 0
031djm10k5000593 |  | Y | ACTIVE | PC | PC | EA | 1 |  |  | NETWORK | TRANSMISSION | NW = MW -- MW BOARD | HUAWEI | Finished Board,NetEngine40E,CR51L2XFC0,2-Port 10GBase LAN/WA |  | 0 | 0 | 0 | [7 empty] | 0 | 0
031djm10k5000605 |  | Y | ACTIVE | PC | PC | EA | 1 |  |  | NETWORK | TRANSMISSION | NW = MW -- MW BOARD | HUAWEI | Finished Board,NetEngine40E,CR51L4XFD0,4-Port 10GBase LAN/WA |  | 0 | 0 | 0 | [7 empty] | 0 | 0
031djm10k7000021 |  | Y | ACTIVE | PC | PC | EA | 1 |  |  | NETWORK | TRANSMISSION | NW = MW -- MW BOARD | HUAWEI | Finished Board,NetEngine40E,CR51E8GFC0,8-Port 100/1000Base-X |  | 0 | 0 | 0 | [7 empty] | 0 | 0
031djm10l1001768 |  | Y | ACTIVE | PC | PC | EA | 1 |  |  | NETWORK | TRANSMISSION | NW = MW -- MW BOARD | HUAWEI | Finished Board,NetEngine40E,CR51L4XFD0,4-Port 10GBase LAN/WA |  | 0 | 0 | 0 | [7 empty] | 0 | 0
031djm10l1001772 |  | Y | ACTIVE | PC | PC | EA | 1 |  |  | NETWORK | TRANSMISSION | NW = MW -- MW BOARD | HUAWEI | Finished Board,NetEngine40E,CR51L4XFD0,4-Port 10GBase LAN/WA |  | 0 | 0 | 0 | [7 empty] | 0 | 0
031djm10l1001794 |  | Y | ACTIVE | PC | PC | EA | 1 |  |  | NETWORK | TRANSMISSION | NW = MW -- MW BOARD | HUAWEI | Finished Board,NetEngine40E,CR51E8GFC0,8-Port 100/1000Base-X |  | 0 | 0 | 0 | [7 empty] | 0 | 0
031djm10l2000081 |  | Y | ACTIVE | PC | PC | EA | 1 |  |  | NETWORK | TRANSMISSION | NW = MW -- MW BOARD | HUAWEI | Finished Board,NetEngine40E,CR51E8GFC0,8-Port 100/1000Base-X |  | 0 | 0 | 0 | [7 empty] | 0 | 0
031djm10l2000082 |  | Y | ACTIVE | PC | PC | EA | 1 |  |  | NETWORK | TRANSMISSION | NW = MW -- MW BOARD | HUAWEI | Finished Board,NetEngine40E,CR51E8GFC0,8-Port 100/1000Base-X |  | 0 | 0 | 0 | [7 empty] | 0 | 0
031djm10l2000103 |  | Y | ACTIVE | PC | PC | EA | 1 |  |  | NETWORK | TRANSMISSION | NW = MW -- MW BOARD | HUAWEI | Finished Board,NetEngine40E,CR51E8GFC0,8-Port 100/1000Base-X |  | 0 | 0 | 0 | [7 empty] | 0 | 0
031djm10l2000108 |  | Y | ACTIVE | PC | PC | EA | 1 |  |  | NETWORK | TRANSMISSION | NW = MW -- MW BOARD | HUAWEI | Finished Board,NetEngine40E,CR51E8GFC0,8-Port 100/1000Base-X |  | 0 | 0 | 0 | [7 empty] | 0 | 0
031djm10l2000113 |  | Y | ACTIVE | PC | PC | EA | 1 |  |  | NETWORK | TRANSMISSION | NW = MW -- MW BOARD | HUAWEI | Finished Board,NetEngine40E,CR51E8GFC0,8-Port 100/1000Base-X |  | 0 | 0 | 0 | [7 empty] | 0 | 0
031djm10l2000123 |  | Y | ACTIVE | PC | PC | EA | 1 |  |  | NETWORK | TRANSMISSION | NW = MW -- MW BOARD | HUAWEI | Finished Board,NetEngine40E,CR51E8GFC0,8-Port 100/1000Base-X |  | 0 | 0 | 0 | [7 empty] | 0 | 0
031djm10l2000144 |  | Y | ACTIVE | PC | PC | EA | 1 |  |  | NETWORK | TRANSMISSION | NW = MW -- MW BOARD | HUAWEI | Finished Board,NetEngine40E,CR51E8GFC0,8-Port 100/1000Base-X |  | 0 | 0 | 0 | [7 empty] | 0 | 0
03210305 |  | Y | ACTIVE | PC | PC | PC | 1 |  |  | NETWORK | RADIO PLANNING | NW = MW HUW -- MW BOARD | HUAWEI | EG4 Card |  | 22.28 | 19.38 | 2.24 | [7 empty] | 0.051814 | 1
03ED201231AL008NR |  | Y | ACTIVE | PC | PC | EA | 1 |  |  | FACILITY | SALES FACILITY | FACILITY = TABLE | UNKNOWN | Power Box For Meeting Table (NHQ) |  | 37 | 15 | 14 | [7 empty] | 0.00444 | 15
04045691 |  | Y | ACTIVE | PC | CABLE | PC-ALL | 1 |  |  | NETWORK | RADIO PLANNING | NW = RADIO -- BSC/RNC - CABLE | HUAWEI | SINGLE CABLE CROSSOVER CABLE 2.2M 2*D14M 4*CC2P0.4PWG1U(S)- |  | 26 | 3 | 3 | [7 empty] | 0.000936 | 10
04045921 |  | Y | ACTIVE | PC | PC | EA | 1 |  |  | NETWORK | RADIO PLANNING | NW = RADIO -- ANT ACCESSORY | HUAWEI | Single cable~~AISG cable~~2m~~RC8SM(S)-I~~CC4P0.5PB(S)~~RC8SF(S)-I |  | 200 | 1 | 1 | [7 empty] | 0.008 | 3
04045943 |  | Y | ACTIVE | PC | CABLE | PC-ALL | 1 |  |  | NETWORK | RADIO PLANNING | NW = RADIO -- BSC/RNC - CABLE | HUAWEI | SINGLE CABLE CROSSOVER CABLE 2.7M 2*D14M 4*CC2P0.4PWG1U(S)-I |  | 24 | 4 | 2 | [7 empty] | 0.001152 | 10
04046354 |  | Y | ACTIVE | PC | CABLE | PC-ALL | 1 |  |  | NETWORK | RADIO PLANNING | NW = RADIO -- BSC/RNC - CABLE | HUAWEI | SIGLE CABLE Y TYPE CLOCK CABLE 2.5M MP8-VI 3*CC2P0.48B(S) 2* |  | 16 | 2 | 1 | [7 empty] | 0.000384 | 10
04046367 |  | Y | ACTIVE | PC | CABLE | PC-ALL | 1 |  |  | NETWORK | RADIO PLANNING | NW = RADIO -- BSC/RNC - CABLE | HUAWEI | SIGLE CABLE Y TYPE CLOCK CABLE 9.7M MP8-VI 3*CC2P0.48B(S) 2* |  | 22 | 4 | 2 | [7 empty] | 0.001056 | 10
04050097 |  | Y | ACTIVE | PC | PC | EA | 1 |  |  | NETWORK | RADIO PLANNING | NW = RADIO -- CABLE | UNKNOWN | OUTSOURCING CABLE SFP HIGH SPEED TRANSMISSION CABLE 1.5M SFP |  | 0 | 0 | 0 | [7 empty] | 0 | 0
04050100 |  | Y | ACTIVE | PC | CABLE | PC-ALL | 1 |  |  | NETWORK | RADIO PLANNING | NW = RADIO -- CABLE | HUAWEI | OUTSOURCING CABLE SFP HIGH SPEED TRANSMISSION CABLE 0.3M SFP |  | 30 | 2 | 0.5 | [7 empty] | 7.2e-05 | 100
04070008 |  | Y | ACTIVE | PC | PC | EA | 1 |  |  | NETWORK | RADIO PLANNING | NW = RADIO -- CABLE | HUAWEI | SIGNAL CABLE SHIELDED STRAIGHT THROUGH CABLE 4M MP8-II CC4P0 |  | 20 | 20 | 2 | [7 empty] | 0.0024 | 20
04070012 |  | Y | ACTIVE | PC | CABLE | PC-ALL | 1 |  |  | NETWORK | RADIO PLANNING | NW = RADIO -- CABLE | HUAWEI | SIGNAL CABLE SHIELDED STRAIGHT THROUGH CABLE 10M MP8-II CC4P |  | 31 | 31 | 2 | [7 empty] | 0.0023064 | 50
04070013 |  | Y | ACTIVE | PC | CABLE | PC-ALL | 1 |  |  | NETWORK | RADIO PLANNING | NW = RADIO -- CABLE | HUAWEI | SIGNAL CABLE SHIELDED STRAIGHT THROUGH CABLE 20M MP8-II CC4P |  | 20 | 24 | 2 | [7 empty] | 0.00288 | 20
04070097 |  | Y | ACTIVE | PC | PC | EA | 1 |  |  | NETWORK | RADIO PLANNING | NW = RADIO -- ANT ACCESSORY | HUAWEI | Signal Cable~~AISG Communication cable~~5m~~D9M+D9(PS)(W)~~CC4P0.5PB(S)~~RC8SF(S)-I |  | 500 | 0.9 | 0.9 | [7 empty] | 0.018 | 3
04090925 |  | Y | ACTIVE | PC | CABLE | PC-ALL | 1 |  |  | NETWORK | RADIO PLANNING | NW = RADIO -- CABLE | HUAWEI | CABLE BUNDLE LAMP WIRE CABLE |  | 20 | 20 | 1 | [7 empty] | 0.00048 | 100
04091727 |  | Y | ACTIVE | PC | CABLE | PC-ALL | 1 |  |  | NETWORK | RADIO PLANNING | NW = RADIO -- CABLE | HUAWEI | CABLE BUNDLE PE CABLE 6AWG 0.8M |  | 76 | 1 | 2 | [7 empty] | 9.12e-05 | 100
04120117 |  | Y | ACTIVE | PC | CABLE | PC-ALL | 1 |  |  | NETWORK | RADIO PLANNING | NW = RADIO -- CABLE | HUAWEI | TRUNK CABLE 10M 120OHM 4E1 0.4MM D26M(3ROW) 120CC8P0.4P430U( |  | 26 | 5 | 2 | [7 empty] | 0.00156 | 10
04120118 |  | Y | ACTIVE | PC | CABLE | PC-ALL | 1 |  |  | NETWORK | RADIO PLANNING | NW = RADIO -- CABLE | HUAWEI | E1T1 CABLE |  | 24 | 24 | 1 | [7 empty] | 0.0027648 | 25
04130018 |  | Y | ACTIVE | PC | PC | PC | 1 |  |  | NETWORK | RADIO PLANNING | NW = RADIO -- CABLE | UNKNOWN | RF CABLE 0.3M QMA50AM RG316-50-1.5/0.5BR QMA50AM |  | 0 | 0 | 0 | [7 empty] | 0 | 0
04130066 |  | Y | ACTIVE | PC | PC | EA | 1 |  |  | NETWORK | RADIO PLANNING | NW = RADIO -- CABLE | HUAWEI | RF CABLE 3M DIN50SM-II COAX50-8.7/3.55 DIN50SM-II 1/2 INCH SUPERFLEXIBLE JUMPER |  | 0 | 0 | 0 | [7 empty] | 0 | 0
04130697-002 |  | Y | ACTIVE | CABLE | MTR | MTR | 1 |  |  | NETWORK | RADIO PLANNING | NW = MW -- CABLE | HUAWEI | IF CABLE |  | 3 | 3 | 400 | [7 empty] | 0.00108 | 1
04150052 |  | Y | ACTIVE | PC | CABLE | PC-ALL | 1 |  |  | NETWORK | RADIO PLANNING | NW = EM -- CABLE | HUAWEI | POWER CABLE 0.4M 6MM^2 YELLOW&GREEN OT6-4 H07Z-K-6^2G&Y OT6- |  | 40 | 1 | 2 | [7 empty] | 4.8e-05 | 100
04151737 |  | Y | ACTIVE | PC | CABLE | PC-ALL | 1 |  |  | NETWORK | RADIO PLANNING | NW = EM -- CABLE | HUAWEI | POWER CABLE 1.4M 16MM^2 BLACK/BLUE EFUSE/IDCDU/IDCDB CAB |  | 22 | 22 | 2 | [7 empty] | 0.0011616 | 50
042010500084 |  | Y | ACTIVE | PC | PC | EA | 1 |  |  | NETWORK | RADIO PLANNING | NW = RADIO -- CONNECTORS | ZTE | FREE SOLDER TYPE N-TYPE (M) STRAIGHT CONNECTOR ¦ N-J7U {N-MA |  | 6 | 6 | 1 | [7 empty] | 4.32e-05 | 100
042010500085 |  | Y | ACTIVE | PC | PC | EA | 1 |  |  | NETWORK | TRANSMISSION |  | ZTE | N-JW10A4//N-JW8U-1//RL NJW-RG8{N-MALE RIGHT ANGLE ADAPTER} |  | 4 | 4 | 2 | [7 empty] | 1.92e-05 | 100
042010600006 |  | Y | ACTIVE | PC | PC | EA | 1 |  |  | NETWORK | TRANSMISSION | NW = EM -- ACCESSORY | ZTE | 7/16 CABLE PLUG (HOLE) ¦ D2C // L29-KA (7/8) -RC5 // 60K1C7- |  | 29 | 9 | 2 | [7 empty] | 0.0006264 | 50
042010600007 |  | Y | ACTIVE | PC | PC | EA | 1 |  |  | NETWORK | TRANSMISSION | NW = EM -- ACCESSORY | ZTE | 7/16 CABLE PLUG (PIN) ¦ L29-JB (1/2) -C10 // F4PDMV2-C // 7 |  | 15 | 10 | 5 | [7 empty] | 0.00036 | 50
042070100032 |  | Y | ACTIVE | PC | PC | EA | 1 |  |  | NETWORK | TRANSMISSION | NW = EM -- ACCESSORY | ZTE | 8P8C STRAIGHT CRIMP PLUG ¦ A101-8830-A101//8P8CRY50V2 |  | 25 | 18 | 0.5 | [7 empty] | 0.00054 | 100
050503100328 |  | Y | ACTIVE | PC | CABLE | PC-ALL | 1 |  |  | NETWORK | TRANSMISSION |  | ZTE | FBD.B621//STO-137-32B1//MPX529-DDF120(ROHS){DIGITAL DISTRIBU |  | 50 | 7 | 2 | [7 empty] | 0.00084 | 50
050523500058 |  | Y | ACTIVE | PC | PC | EA | 1 |  |  | NETWORK | ELECTROMECHANICAL |  | ZTE | 12V150AH FT12-150//CT12-150EX//6-GFM-150X//6-FMX-150B//FTB1 |  | 40 | 30 | 9 | [7 empty] | 0.0288 | 5
050523500192 |  | Y | ACTIVE | PC | PC | EA | 1 |  |  | NETWORK | TRANSMISSION | NW = TX -- WAVEGUIDE | ZTE | 8*12V150AH BATTERY RACK ¦ 8*12V150AH BATTERY RACK |  | 84 | 75 | 25 | [7 empty] | 0.1512 | 5
050531601256 |  | Y | ACTIVE | PC | PC | EA | 1 |  |  | NETWORK | TRANSMISSION | NW = MW -- WAVEGUIDE | ZTE | 7 & 8G ANTENNA WAVEGUIDE COAXIAL CONVERTER ASSEMBLY -A ¦ ZBD |  | 80 | 2 | 2 | [7 empty] | 0.00096 | 20
050531601276 |  | Y | ACTIVE | PC | PC | EA | 1 |  |  | NETWORK | RADIO PLANNING | NW = MW -- DISH | ZTE | ANTENNA 1.2M DUAL 15GHZ |  | 135 | 40 | 50 | [7 empty] | 0.648 | 1
050531601284 |  | Y | ACTIVE | PC | PC | EA | 1 |  |  | NETWORK | TRANSMISSION | NW = TX -- ANTENNA | ZTE | 7&8G/0.6M/SINGLE POLARIZATION/HIGH PERFORMANCE/MICROWAVE ANT |  | 68 | 68 | 76 | [7 empty] | 0.055488 | 10
050531601300 |  | Y | ACTIVE | PC | PC | EA | 1 |  |  | NETWORK | RADIO PLANNING | NW = MW -- DISH | ZTE | ANTENNA 1.2M DUAL 7GHZ |  | 0 | 0 | 0 | [7 empty] | 0 | 0
050531601301 |  | Y | ACTIVE | PC | PC | EA | 1 |  |  | NETWORK | RADIO PLANNING | NW = MW -- DISH | ZTE | ANTENNA 1.8M DUAL 7GHZ |  | 40 | 45 | 155 | [7 empty] | 0.216 | 1
050531601375 |  | Y | ACTIVE | PC | PC | EA | 1 |  |  | NETWORK | RADIO PLANNING | NW = MW -- DISH | ZTE | ANTENNA 1.2M DUAL 18GHZ |  | 135 | 40 | 50 | [7 empty] | 0.648 | 1
052421000391 |  | Y | ACTIVE | PC | CABLE | PC-ALL | 1 |  |  | NETWORK | RADIO PLANNING | NW = TX -- CABLE | ZTE | (3*10+1*6)MM2 BLACK FOUR-CORE FLAME RETARDANT CABLE¦JACKET:B |  | 45 | 45 | 3 | [7 empty] | 0.00243 | 100
052521000026 |  | Y | ACTIVE | MTR | CABLE | MTR-ALL | 1 |  |  | NETWORK | TRANSMISSION | NW = TX -- CABLE | ZTE | H07V-K&RV YELLOW-GREEN 1×35MM2 WIRE(VDE/CE/CCC)¦35MM2 |  | 50 | 50 | 6 | [7 empty] | 0.06 | 5
052521000123 |  | Y | ACTIVE | PC | PC | EA | 1 |  |  | NETWORK | TRANSMISSION | NW = TX -- CABLE | ZTE | 16MM2 BLUE SINGLE CORE FLAME RETARDANT POWER CABLE ¦ ZA-BVR |  | 0 | 0 | 0 | [7 empty] | 0 | 0
052521000125 |  | Y | ACTIVE | MTR | CABLE | MTR-ALL | 1 |  |  | NETWORK | TRANSMISSION | NW = TX -- CABLE | ZTE | 16MM2 RED SINGLE CORE FLAME RETARDANT POWER CABLE |  | 55 | 55 | 8 | [7 empty] | 0.0726 | 5
052521000129 |  | Y | ACTIVE | MTR | CABLE | MTR-ALL | 1 |  |  | NETWORK | TRANSMISSION | NW = MW -- ODU | ZTE | ODU GROUND CABLE(YELLOW&GREEN) 16 MM |  | 36 | 36 | 5 | [7 empty] | 0.02592 | 6
052522000058 |  | Y | ACTIVE | MTR | CABLE | MTR-ALL | 1 |  |  | NETWORK | TRANSMISSION | NW = RADIO -- ACCESSORY | ZTE | ETHERNET CABLE |  | 30 | 30 | 5 | [7 empty] | 0.00108 | 100
052523000013 |  | Y | ACTIVE | MTR | CABLE | MTR-ALL | 1 |  |  | NETWORK | RADIO PLANNING | NW = RADIO -- CABLE | ZTE | HPL-50-1/4F//HCAAY-50-6//RF5014(1/4 inch ){1/4 inch 50OHM FOAMED POLY |  | 56 | 56 | 3 | [7 empty] | 0.0075264 | 50
052523000018 |  | Y | ACTIVE | PC | CABLE | PC-ALL | 1 |  |  | NETWORK | RADIO PLANNING | NW = RADIO -- JUMPER CABLE | ZTE | 1/2 JUMPER CABLE |  | 61 | 15 | 3 | [7 empty] | 0.01098 | 10
052523000036 |  | Y | ACTIVE | MTR | CABLE | MTR-ALL | 1 |  |  | NETWORK | TRANSMISSION | NW = RADIO -- FEEDER CABLE | ZTE | 7/8 FEEDER CABLE FOR 2G |  | 100 | 100 | 30 | [7 empty] | 0.024 | 50
052523000090 |  | Y | ACTIVE | MTR | CABLE | MTR-ALL | 1 |  |  | NETWORK | TRANSMISSION | NW = TX -- IF CABLE | ZTE | IF COXIAL CABLE |  | 0 | 0 | 0 | [7 empty] | 0 | 0
052621000243 |  | Y | ACTIVE | PC | PC | EA | 1 |  |  | NETWORK | TRANSMISSION | NW = TX -- CABLE | ZTE | RF-08700-029 ¦ 626970000100 V1.6{RF-08700-029¦RF-08700-029 ¦ |  | 42 | 43 | 2 | [7 empty] | 0.0043344 | 50
052623000099 |  | Y | ACTIVE | PC | PC | EA | 1 |  |  | NETWORK | TRANSMISSION | NW = TX -- CABLE | ZTE | RF-96835-009 ¦ 626900032317 V1.1{RF-96835-009¦RF-96835-009 ¦ |  | 20 | 10 | 5 | [7 empty] | 0.00024 | 100
052623100209 |  | Y | ACTIVE | PC | CABLE | PC-ALL | 1 |  |  | NETWORK | TRANSMISSION | NW = TX -- CABLE | ZTE | RF-23902-103 ¦ RF CABLE ASSEMBLIES ¦ 626927002617 V1.1 |  | 22 | 22 | 1.5 | [7 empty] | 0.0005808 | 100
052740201028 |  | Y | ACTIVE | PC | CABLE | PC-ALL | 1 |  |  | NETWORK | ELECTROMECHANICAL | NW = EM -- CABLE | ZTE | AETH ¦ DIRECT INTERCONNECTION CABLE ASSEMBLY ¦ 5 M ¦ A-SIDE |  | 1 | 1 | 1 | [7 empty] | 0.00012 | 1
052740201562 |  | Y | ACTIVE | PC | CABLE | PC-ALL | 1 |  |  | NETWORK | ELECTROMECHANICAL | NW = EM -- CABLE | ZTE | MON-30810-002 ¦ ENVIRONMENTAL MONITORING CABLE ASSEMBLY ¦ 10 |  | 16 | 16 | 2 | [7 empty] | 0.0006144 | 50
052740201571 |  | Y | ACTIVE | PC | CABLE | PC-ALL | 1 |  |  | NETWORK | ELECTROMECHANICAL | NW = EM -- CABLE | ZTE | MON-30810-003 ¦ ENVIRONMENTAL MONITORING CABLE ASSEMBLY |  | 1 | 1 | 1 | [7 empty] | 0.00012 | 1
052740202304 |  | Y | ACTIVE | PC | CABLE | PC-ALL | 1 |  |  | NETWORK | TRANSMISSION | NW = EM -- CABLE | ZTE | MON-91228-001 ¦ ENVIRONMENTAL MONITORING CABLE ASSEMBLIES |  | 19 | 198 | 2 | [7 empty] | 0.0090288 | 50
052740309331 |  | Y | ACTIVE | PC | CABLE | PC-ALL | 1 |  |  | NETWORK | TRANSMISSION | NW = TX -- CABLE | ZTE | PWR-23902-001 ¦ POWER CABLE ASSEMBLIES ¦ 3.000 ? ¦ 626522029 |  | 20 | 20 | 2 | [7 empty] | 0.00096 | 50
052740402435 |  | Y | ACTIVE | PC | CABLE | PC-ALL | 1 |  |  | NETWORK | TRANSMISSION | NW = TX -- CABLE | ZTE | DS-91228-001 ¦ DATA SIGNAL CABLE ASSEMBLY ¦ A-SIDE CONNECTOR |  | 25 | 20 | 2 | [7 empty] | 0.006 | 10
055603000055 |  | Y | ACTIVE | PC | PC | EA | 1 |  |  | NETWORK | TRANSMISSION | NW = TX -- ODU | ZTE | 15G SEPARATE MOUNTING BRACKET -A ¦ ADA-R140FB140 // WOA-NR14 |  | 50 | 32 | 13 | [7 empty] | 0.032 | 6
056151100477 |  | Y | ACTIVE | PC | PC | EA | 1 |  |  | NETWORK | TRANSMISSION | NW = MW -- ODU | ZTE | ODU A400 15G ¦ ZXMW-ODU-15G-5C-420-J-TH{ODU A400 15G ¦ ZXMW- |  | 29 | 30 | 15 | [7 empty] | 0.0174 | 6
056151100478 |  | Y | ACTIVE | PC | PC | EA | 1 |  |  | NETWORK | TRANSMISSION | NW = MW -- ODU | ZTE | ODU A400 15G ¦ ZXMW-ODU-15G-5C-420-J-TL{ODU A400 15G ¦ ZXMW- |  | 37 | 30 | 19 | [7 empty] | 0.0222 | 6
056151100650 |  | Y | ACTIVE | PC | PC | EA | 1 |  |  | NETWORK | TRANSMISSION | NW = MW -- ODU | ZTE | ODU A300(7G/161/H/TL)¦ZXMW-ODU-7G-3C-161-H-TL ¦ ZXMW-ODU-7G- |  | 29 | 29 | 20 | [7 empty] | 0.01682 | 6
056151100651 |  | Y | ACTIVE | PC | PC | EA | 1 |  |  | NETWORK | TRANSMISSION | NW = MW -- ODU | ZTE | ODU A300(7G/161/H/TH)¦ZXMW-ODU-7G-3C-161-H-TH ¦ ZXMW-ODU-7G- |  | 30 | 29 | 20 | [7 empty] | 0.0174 | 6
056151600001 |  | Y | ACTIVE | PC | PC | EA | 1 |  |  | NETWORK | TRANSMISSION | NW = MW -- DUPLEXER | ZTE | 15GHZ DUPLEXER ¦ (15G / A / TH / 0000-420M) TX: 14921-15068 |  | 35 | 35 | 20 | [7 empty] | 0.00735 | 20
056151600002 |  | Y | ACTIVE | PC | PC | EA | 1 |  |  | NETWORK | TRANSMISSION | NW = MW -- DUPLEXER | ZTE | 15GHZ DUPLEXER ¦ (15G / A / TL / 0000-420M) TX: 14501-14648 |  | 35 | 35 | 20 | [7 empty] | 0.00294 | 50
056151600005 |  | Y | ACTIVE | PC | PC | EA | 1 |  |  | NETWORK | TRANSMISSION | NW = MW -- DUPLEXER | ZTE | 15GHZ DUPLEXER ¦ (15G / A / TL / 0000-420M) TX: 14501-14648 |  | 45 | 24 | 5 | [7 empty] | 0.02592 | 5
056151600012 |  | Y | ACTIVE | PC | PC | EA | 1 |  |  | NETWORK | TRANSMISSION | NW = MW -- DUPLEXER | ZTE | 15GHZ DUPLEXER ¦ (15G / A / TH / 0000-420M) TX: 14921-15068 |  | 35 | 35 | 20 | [7 empty] | 0.00735 | 20
056151600073 |  | Y | ACTIVE | PC | PC | EA | 1 |  |  | NETWORK | TRANSMISSION | NW = MW -- DUPLEXER | ZTE | 7GHZ DUPLEXER ¦ (7G/B/TH/0000-161M) TX:7310-7370 (MHZ) RX:71 |  | 36 | 29 | 18 | [7 empty] | 0.12528 | 1
056151600074 |  | Y | ACTIVE | PC | PC | EA | 1 |  |  | NETWORK | TRANSMISSION | NW = MW -- DUPLEXER | ZTE | 7GHZ DUPLEXER ¦ 7G/B/TL/0000-161M TX:7149-7209(MHZ) RX:7310- |  | 37 | 30 | 19 | [7 empty] | 0.1332 | 1
056151600273 |  | Y | ACTIVE | PC | PC | EA | 1 |  |  | NETWORK | TRANSMISSION | NW = MW -- DUPLEXER | ZTE | 18GHZ DUPLEXER ¦ (18G/E/TH/0000-1010M)TX: 18716-19205(MHZ) |  | 37 | 39 | 18 | [7 empty] | 0.017316 | 10
056151600274 |  | Y | ACTIVE | PC | PC | EA | 1 |  |  | NETWORK | TRANSMISSION | NW = MW -- DUPLEXER | ZTE | 18GHZ DUPLEXER ¦ (18G/E/TL/0000-1010M)TX: 17706-18195(MHZ) |  | 35 | 34 | 20 | [7 empty] | 0.02856 | 5
056464200035 |  | Y | ACTIVE | PC | PC | EA | 1 |  |  | NETWORK | TRANSMISSION | NW = TX -- CABLE | ZTE | NON-INSULATED RING TERMINALS ¦ OT6*8//TNR5.5-8//RNB5.5-8 (RO |  | 9 | 8 | 0.5 | [7 empty] | 1.728e-05 | 500
056464200039 |  | Y | ACTIVE | PC | PC | EA | 1 |  |  | NETWORK | RADIO PLANNING | NW = TX -- CABLE | ZTE | NON-INSULATED RING TERMINALS ¦ TNR38-10//RNB38-10 (ROSH) |  | 28 | 20 | 5 | [7 empty] | 0.001344 | 50
056464200040 |  | Y | ACTIVE | PC | PC | EA | 1 |  |  | NETWORK | TRANSMISSION | NW = TX -- CABLE | ZTE | NON-INSULATED RING TERMINAL ¦ TNR8-10//RNB8-10(ROSH) |  | 8 | 4 | 0.3 | [7 empty] | 7.68e-06 | 500
056464200050 |  | Y | ACTIVE | PC | PC | EA | 1 |  |  | NETWORK | TRANSMISSION | NW = TX -- CABLE | ZTE | CABLE LUG ¦ OT16-10//TNR14-10 ¦ TNR14-10//RNB14-10(ROSH) |  | 9 | 6 | 0.5 | [7 empty] | 1.296e-05 | 500
056469000236 |  | Y | ACTIVE | PC | PC | EA | 1 |  |  | NETWORK | RADIO PLANNING | NW = RADIO -- CLAMP | CISCO | TRIPLE 7/8 inch FEEDER CLAMP ¦ 500000371429_C {TRIPLEX FEEDER CLAMP FOR 7/8 |  | 0 | 0 | 0 | [7 empty] | 0 | 0
056469000250 |  | Y | ACTIVE | PC | PC | EA | 1 |  |  | NETWORK | RADIO PLANNING | NW = RADIO -- CABLE | CISCO | 7/8 FEEDER GROUNDING KIT |  | 0 | 0 | 0 | [7 empty] | 0 | 0
056469000266 |  | Y | ACTIVE | PC | CABLE | PC-ALL | 1 |  |  | NETWORK | TRANSMISSION | NW = TX -- CABLE | ZTE | 500000456504 A(??){FREE-GLUE GRONDING KIT FOR 1/4 inch CABLE} |  | 18 | 17 | 1 | [7 empty] | 0.0007344 | 50
056469000322 |  | Y | ACTIVE | PC | PC | EA | 1 |  |  | NETWORK | TRANSMISSION | NW = MW -- CLAMP | ZTE | MW IF CLAMPS |  | 46 | 30 | 15 | [7 empty] | 0.01656 | 10
056471200021 |  | Y | ACTIVE | PC | PC | EA | 1 |  |  | NETWORK | RADIO PLANNING | NW = TX -- TAPES | ZTE | PVC ¦ 60 × 40 // 60 × 40 |  | 6 | 200 | 5 | [7 empty] | 0.0072 | 20
056472000030 |  | Y | ACTIVE | PC | PC | EA | 1 |  |  | NETWORK | TRANSMISSION | NW = TX -- TAPES | ZTE | WATER PROOF |  | 10 | 10 | 5 | [7 empty] | 0.0024 | 5
056472000031 |  | Y | ACTIVE | PC | PC | EA | 1 |  |  | NETWORK | TRANSMISSION | NW = TX -- TAPES | ZTE | INSULATING TAPE |  | 8 | 8 | 2 | [7 empty] | 0.001536 | 5
056501400081 |  | Y | ACTIVE | PC | PC | EA | 1 |  |  | NETWORK | RADIO PLANNING | NW = RADIO -- ANTENNA | ANDREW | 65°18DBI MET DUAL POLARIZATION BASE STATION ANTENNA OF BAND |  | 280 | 35 | 20 | [7 empty] | 0.196 | 6
056501400107 |  | Y | ACTIVE | PC | PC | EA | 1 |  |  | NETWORK | RADIO PLANNING | NW = RADIO -- ANTENNA | ZTE | 3G ANTENNA HBX-6517DS-VTM |  | 280 | 35 | 20 | [7 empty] | 0.196 | 6
056511600094 |  | Y | ACTIVE | PC | PC | EA | 1 |  |  | NETWORK | TRANSMISSION | NW = TX -- ANTENNA | ZTE | 18&23&26G/0.9?/???-UBR/PBR ¦ BRA220-FBM/FBP-900{18&23&26G/0. |  | 120 | 13 | 1 | [7 empty] | 0.001872 | 100
056511600095 |  | Y | ACTIVE | PC | PC | EA | 1 |  |  | NETWORK | TRANSMISSION | NW = MW -- WAVEGUIDE | ZTE | 15G / 0.9 M / SOFT WAVEGUIDE -UBR / PBR ¦ BRA140-FBM / FBP-9 |  | 90 | 4 | 4 | [7 empty] | 0.00216 | 20
056602400097 |  | Y | ACTIVE | PC | PC | EA | 1 |  |  | NETWORK | TRANSMISSION | NW = TX -- ANTENNA | ZTE | 15G SEPARATE MOUNTING ADAPTER -Z ¦ WOA-ZTR140-U140-A // RA14 |  | 97 | 30 | 14 | [7 empty] | 0.1746 | 2
056602400102 |  | Y | ACTIVE | PC | PC | EA | 1 |  |  | NETWORK | TRANSMISSION | NW = TX -- ANTENNA | ZTE | 7&8G SEPARATE ADAPTER INSTALLED Z ¦ MBMW-ZJ-ZTE(SRU)- UBR84/ |  | 1 | 1 | 1 | [7 empty] | 0.00012 | 1
056602400106 |  | Y | ACTIVE | PC | PC | EA | 1 |  |  | NETWORK | TRANSMISSION | NW = TX -- COMBINER | ZTE | 7 & 8G COMBINER -3Z ¦ MB7W-3N-SRU // WHL03-W71-OZT |  | 37 | 30 | 19 | [7 empty] | 0.1332 | 1
056602400112 |  | Y | ACTIVE | PC | PC | EA | 1 |  |  | NETWORK | TRANSMISSION | NW = TX -- COMBINER | ZTE | 15G COMBINER -3Z ¦ WHL03-144-OZT // MB15-3N-SRU |  | 37 | 30 | 19 | [7 empty] | 0.02664 | 5
056602400153 |  | Y | ACTIVE | PC | PC | EA | 1 |  |  | NETWORK | TRANSMISSION | NW = TX -- COMBINER | ZTE | 18G COMBINER -3Z ¦ WHL03-177-OZT // MB18-3N-SRU |  | 37 | 30 | 19 | [7 empty] | 0.02664 | 5
0597 |  | Y | ACTIVE | PC | PC | PC | 1 |  |  | NETWORK | CORE |  | HUAWEI | WIRLESS SYSTEM |  | 0 | 0 | 0 | [7 empty] | 0 | 0
064133000600 |  | Y | ACTIVE | PC | PC | EA | 1 |  |  | NETWORK | ELECTROMECHANICAL |  | ZTE | WHOLE GROUND PLANES ¦ 624133000600 V1.4 // 624133000600 V1.3 |  | 1 | 1 | 1 | [7 empty] | 0.00012 | 1
065/8533/3124 |  | Y | ACTIVE | PC | PC | PC | 1 |  |  | NETWORK | RADIO PLANNING | NW = RADIO -- SWITCH | NOKIA SIEMENS NETWORK | SURPASSHIT 7070 |  | 0 | 0 | 0 | [7 empty] | 0 | 0
07082917 |  | Y | ACTIVE | PC | CABLE | PC-ALL | 1 |  |  | NETWORK | TRANSMISSION | NW = EM -- POWER - CABLE | HUAWEI | CORNONG CABLE YELLOW |  | 24 | 20 | 1 | [7 empty] | 0.00576 | 10
071_000_541 |  | Y | ACTIVE | PC | PC | EA | 1 |  |  | Facility | SALES FACILITY | FACILITY = |  | SALES FACILITY |  | 0 | 0 | 0 | [7 empty] | 0 | 0
071_000553 |  | Y | ACTIVE | PC | PC | EA | 1 |  |  | Facility | SALES FACILITY | FACILITY = SERVER | EMC | EMC Storage server |  | 0 | 0 | 0 | [7 empty] | 0 | 0
071-000-553 |  | Y | ACTIVE | PC | PC | EA | 1 |  |  | IT | IT INFRASTRUCTURE | IT = STORAGE | UNKNOWN | Storage Unit |  | 60 | 54 | 88 | [7 empty] | 0.0972 | 4
0786918W01 |  | Y | ACTIVE | PC | PC | EA | 1 |  |  | NETWORK | TRANSMISSION | NW = TX -- RACK | MOTOROLA | ONE EMPTY RACK |  | 0 | 0 | 0 | [7 empty] | 0 | 0
079791201368 |  | Y | ACTIVE | PC | PC | EA | 1 |  |  | NETWORK | ELECTROMECHANICAL | NW = EM -- POWER MODULE | ZTE | DC POWER SYSTEM SAFETY INFORMATION ¦ SJ-20110623105555-002 R |  | 1 | 1 | 1 | [7 empty] | 0.00012 | 1
079791201730 |  | Y | ACTIVE | PC | PC | EA | 1 |  |  | NETWORK | ELECTROMECHANICAL | NW = EM -- POWER MODULE | ZTE | ZXDU68 S301 (V5.0R02M04) DC POWER SYSTEM DOCUMENTATION KIT(2 |  | 1 | 1 | 1 | [7 empty] | 0.00012 | 1
079791800971 |  | Y | ACTIVE | PC | PC | PC | 1 |  |  | NETWORK | ELECTROMECHANICAL | NW = EM -- POWER MODULE | ZTE | ZXDU68 S301 (V5.0R02M03/V5.0R02M04) DC POWER SYSTEM PRODUCT |  | 1 | 1 | 1 | [7 empty] | 0.00012 | 1
081152300003 |  | Y | ACTIVE | PC | PC | EA | 1 |  |  | NETWORK | TRANSMISSION |  | ZTE | DCDP |  | 52 | 22 | 5 | [7 empty] | 0.027456 | 5
082795A.205 |  | Y | ACTIVE | PC | PC | EA | 1 |  |  | NETWORK | RADIO PLANNING | NW = RADIO -- CASING | UNKNOWN | BOX(3U CASING) |  | 42 | 45 | 13 | [7 empty] | 0.0378 | 6
082849A.103 |  | Y | ACTIVE | PC | PC | PC | 1 |  |  | NETWORK | RADIO PLANNING | NW = RADIO -- BTS-FSMD | NOKIA SIEMENS NETWORK | FSMD |  | 48 | 49 | 12 | [7 empty] | 0.04704 | 6
082849A.105 |  | Y | ACTIVE | PC | PC | EA | 1 |  |  | NETWORK | RADIO PLANNING | NW = RADIO -- CASING | NOKIA SIEMENS NETWORK | BOX(3U CASING) |  | 0 | 0 | 0 | [7 empty] | 0 | 0
083180A |  | Y | ACTIVE | PC | PC | EA | 1 |  |  | NETWORK | RADIO PLANNING | NW = RADIO -- BTS-FLEXI | UNKNOWN | FLEXI EDGE GSM(900/1800) BASE TRANSCEIVER STATION |  | 49 | 15 | 37 | [7 empty] | 0.0441 | 2
083299A |  | Y | ACTIVE | PC | PC | EA | 1 |  |  | NETWORK | TRANSMISSION | NW = TX -- PDU | NOKIA SIEMENS NETWORK | HIT |  | 53 | 49 | 24 | [7 empty] | 0.15582 | 2
083688A.105 |  | Y | ACTIVE | PC | PC | PC | 1 |  |  | NETWORK | RADIO PLANNING | NW = RADIO -- BTS-FRGD | NOKIA SIEMENS NETWORK | FRGD |  | 0 | 0 | 0 | [7 empty] | 0 | 0
083689A |  | Y | ACTIVE | PC | PC | PC | 1 |  |  | NETWORK | RADIO PLANNING | NW = RADIO -- BTS-FRGC | KATHREIN | FRGC |  | 0 | 0 | 0 | [7 empty] | 0 | 0
083689A.105 |  | Y | ACTIVE | PC | PC | EA | 1 |  |  | NETWORK | RADIO PLANNING | NW = RADIO -- CASING | NOKIA SIEMENS NETWORK | BOX(3U CASING) |  | 49 | 33 | 7 | [7 empty] | 0.038808 | 5
083780A |  | Y | ACTIVE | PC | PC | EA | 1 |  |  | NETWORK | TECH FACILITIES OPS | NW = RADIO -- BTS-FSMD |  | FSMD |  | 0 | 0 | 0 | [7 empty] | 0 | 0
083780A.102 |  | Y | ACTIVE | PC | PC | EA | 1 |  |  | NETWORK | RADIO PLANNING | NW = RADIO -- BTS-FSMD | UNKNOWN | 3G BTS FSMD |  | 0 | 0 | 0 | [7 empty] | 0 | 0
083780A.103 |  | Y | ACTIVE | PC | PC | EA | 1 |  |  | NETWORK | RADIO PLANNING | NW = RADIO -- BTS-FSMD | NOKIA SIEMENS NETWORK | FSMD 2G BTS |  | 0 | 0 | 0 | [7 empty] | 0 | 0
083780A.104 |  | Y | ACTIVE | PC | PC | EA | 1 |  |  | NETWORK | RADIO PLANNING | NW = RADIO -- BTS-FSMD | NOKIA SIEMENS NETWORK | FSMD 2G BTS |  | 40 | 40 | 13 | [7 empty] | 0.017455 | 11
083837A.103 |  | Y | ACTIVE | PC | PC | EA | 1 |  |  | NETWORK | RADIO PLANNING | NW = RADIO -- RRU | NOKIA SIEMENS NETWORK | RRU |  | 0 | 0 | 0 | [7 empty] | 0 | 0
084629A.101 |  | Y | ACTIVE | PC | PC | EA | 1 |  |  | NETWORK | RADIO PLANNING | NW = RADIO -- BTS-FRGP | UNKNOWN | 3G BTS FRGP |  | 0 | 0 | 0 | [7 empty] | 0 | 0
084629B.204 |  | Y | ACTIVE | PC | PC | EA | 1 |  |  | NETWORK | RADIO PLANNING | NW = RADIO -- BTS-FRGP | NOKIA SIEMENS NETWORK | FRGP NOKIA BTS |  | 0 | 0 | 0 | [7 empty] | 0 | 0
084792A. 104 |  | Y | ACTIVE | PC | PC | EA | 1 |  |  | NETWORK | TECH FACILITIES OPS | NW = RADIO -- BTS-FSMF |  | FSMF |  | 0 | 0 | 0 | [7 empty] | 0 | 0
084792A.103 |  | Y | ACTIVE | PC | PC | EA | 1 |  |  | NETWORK | RADIO PLANNING | NW = RADIO -- BTS-FSMF | KATHREIN | FSMF-4G BTS |  | 0 | 0 | 0 | [7 empty] | 0 | 0
084792A.104 |  | Y | ACTIVE | PC | PC | EA | 1 |  |  | NETWORK | RADIO PLANNING | NW = RADIO -- BTS-FSMF | NOKIA SIEMENS NETWORK | FSMF-4G BTS |  | 0 | 0 | 0 | [7 empty] | 0 | 0
084792A.105 |  | Y | ACTIVE | PC | PC | PC | 1 |  |  | NETWORK | RADIO PLANNING | NW = RADIO -- BTS-FSMF | NOKIA | FSMF |  | 0 | 0 | 0 | [7 empty] | 0 | 0
084796A.103 |  | Y | ACTIVE | PC | PC | PC | 1 |  |  | NETWORK | RADIO PLANNING | NW = RADIO -- BTS-FBBC | NOKIA | FBBC |  | 0 | 0 | 0 | [7 empty] | 0 | 0
090-02712 |  | Y | ACTIVE | PC | PC | EA | 1 |  |  | NETWORK | CORE | NW = CORE -- ACCESSORY | BLUE COAT | CACHING SOLUTION FOR ISP |  | 59 | 42 | 4 | [7 empty] | 0.014868 | 20
090-02772 |  | Y | ACTIVE | PC | PC | EA | 1 |  |  | NETWORK | CORE | NW = CORE -- ACCESSORY | BLUE COAT | CACHING SOLUTION FOR ISP |  | 45 | 18 | 60 | [7 empty] | 0.0972 | 1
090-02899 |  | Y | ACTIVE | PC | PC | EA | 1 |  |  | NETWORK | CORE | NW = CORE -- ACCESSORY | BLUE COAT | CACHING SOLUTION FOR ISP |  | 92 | 47 | 13 | [7 empty] | 0.25944 | 2
090-02975 |  | Y | ACTIVE | PC | PC | EA | 1 |  |  | NETWORK | CORE | IT = SERVER | BLUE COAT | SERVER-5000 SERIES |  | 54 | 47 | 20 | [7 empty] | 0.15228 | 2
090-50301-01 |  | Y | ACTIVE | PC | PC | EA | 1 |  |  | NETWORK | RADIO PLANNING | NW = RADIO -- SWITCH | NOKIA SIEMENS NETWORK | TIMEPROVIDER 5000 |  | 57 | 44 | 5 | [7 empty] | 0.030096 | 10
0BBU3900 |  | Y | ACTIVE | PC | PC | PC | 1 |  |  | NETWORK | RADIO PLANNING | NW = RADIO -- BBU | HUAWEI | BTS3900 |  | 0 | 0 | 0 | [7 empty] | 0 | 0
0BTS3900 |  | Y | ACTIVE | PC | PC | PC | 1 |  |  | NETWORK | RADIO PLANNING | NW = RADIO -- CABINET | HUAWEI | BTS3900 |  | 0 | 0 | 0 | [7 empty] | 0 | 0
0K739624 |  | Y | ACTIVE | PC | PC | PC | 1 |  |  | NETWORK | RADIO PLANNING | NW = RADIO -- ANTENNA | KATHREIN | XPol Panel 806–960 65° 18dBi |  | 267 | 45 | 40 | [7 empty] | 0.2403 | 6
0K742213 |  | Y | ACTIVE | PC | PC | EA | 1 |  |  | NETWORK | RADIO PLANNING | NW = RADIO -- ANTENNA | KATHREIN | XPol Panel 1710–2170 65° 19.6dBi |  | 220 | 17 | 20 | [7 empty] | 0.0748 | 6
0K742224 |  | Y | ACTIVE | PC | PC | EA | 1 |  |  | NETWORK | RADIO PLANNING | NW = RADIO -- ANTENNA | KATHREIN | XXPol Panel 824–960/1710–2180 C 65°/65° 16/18.5dB |  | 28 | 220 | 27 | [7 empty] | 0.1232 | 6
0K742265 |  | Y | ACTIVE | PC | PC | PC | 1 |  |  | NETWORK | RADIO PLANNING | NW = RADIO -- ANTENNA | KATHREIN | DXX-790–960/1710–2180 65°/65° 16/18.5dBi |  | 254 | 30 | 15 | [7 empty] | 0.1524 | 6
0K742266 |  | Y | ACTIVE | PC | PC | EA | 1 |  |  | NETWORK | RADIO PLANNING | NW = RADIO -- ANTENNA | KATHREIN | DXX-824-960/1710-2180-65/65-16.5i/18.5i-M/M |  | 260 | 28 | 28 | [7 empty] | 0.1456 | 6
0missing |  | Y | ACTIVE | PC | PC | PC | 1 |  |  | NETWORK | RADIO PLANNING | NW = RADIO -- CABINET |  | Cabient |  | 220 | 75 | 60 | [7 empty] | 1.98 | 1
1/1/KRE1011917/1_BRKT |  | Y | Passive | PC | PC | PC | 1 |  |  | NETWORK | RADIO PLANNING | NW = RADIO -- ANT BRACKET | KATHREIN | KATHREIN PANEL 790-960/1710-2180 -- Bracket |  | 40 | 32 | 30 | [7 empty] | 0.00768 | 20
1/25468-005_BRKT |  | Y | Passive | PC | PC | PC | 1 |  |  | NETWORK | RADIO PLANNING | NW = RADIO -- ANT BRACKET | ADC | ADC M72-10-0 - 870-960 -- Bracket |  | 31 | 20 | 22 | [7 empty] | 0.00372 | 20
1/27010878_BRKT |  | Y | Passive | PC | PC | PC | 1 |  |  | NETWORK | RADIO PLANNING | NW = RADIO -- ANT BRACKET | AGISSON | AGISSON DX-1710-2200-65 -A19451811 -- Bracket |  | 25 | 26 | 26 | [7 empty] | 0.0039 | 20
1/27010896_BRKT |  | Y | Passive | PC | PC | PC | 1 |  |  | NETWORK | RADIO PLANNING | NW = RADIO -- ANT BRACKET | AGISSON | AGISSON -ART451704V01-DXXX-790-960/1710-2180 -- Bracket |  | 36 | 24 | 27 | [7 empty] | 0.005184 | 20
1/27011115_BRKT |  | Y | Passive | PC | PC | PC | 1 |  |  | NETWORK | RADIO PLANNING | NW = RADIO -- ANT BRACKET | AGISSON | AGISSON DXXX-1710-2690/-65-181/M -- Bracket |  | 33 | 26 | 26 | [7 empty] | 0.005148 | 20
1/27011153-001_BRKT |  | Y | Passive | PC | PC | PC | 1 |  |  | NETWORK | RADIO PLANNING | NW = RADIO -- ANT BRACKET | HUAWEI | HUAWEI DX-790-960-65-17-5i-M -- Bracket |  | 32 | 23 | 36 | [7 empty] | 0.004416 | 20
1/27012731_BRKT |  | Y | Passive | PC | PC | PC | 1 |  |  | NETWORK | RADIO PLANNING | NW = RADIO -- ANT BRACKET | HUAWEL | HUAWEL-AOC4518R3V06-D8X-690-862-16PORT -- Bracket |  | 32 | 24 | 38 | [7 empty] | 0.004608 | 20
1/28707.001_BRKT |  | Y | Passive | PC | PC | PC | 1 |  |  | NETWORK | RADIO PLANNING | NW = RADIO -- ANT BRACKET | CELWAVE | CELWAVE DCS VTILT-XPOL-1.6M -- Bracket |  | 24 | 21 | 30 | [7 empty] | 0.003024 | 20
1/29529.001_BRKT |  | Y | Passive | PC | PC | PC | 1 |  |  | NETWORK | RADIO PLANNING | NW = RADIO -- ANT BRACKET | CELWAVE | CEL WAVE BASIC 900\1800 - 870-960 -- Bracket |  | 24 | 21 | 30 | [7 empty] | 0.003024 | 20
1/469760A.102_BRKT |  | Y | Passive | PC | PC | PC | 1 |  |  | NETWORK | RADIO PLANNING | NW = RADIO -- ANT BRACKET | ANDREW | ANDREW -- Bracket |  | 31 | 23 | 13 | [7 empty] | 0.004278 | 20
1/7143.16.33.00_BRKT |  | Y | Passive | PC | PC | PC | 1 |  |  | NETWORK | RADIO PLANNING | NW = RADIO -- ANT BRACKET | ALLGON | ALLGON 870-960MHZ -- Bracket |  | 36 | 18 | 29 | [7 empty] | 0.003888 | 20
1/7143.38.33.02_BRKT |  | Y | Passive | PC | PC | PC | 1 |  |  | NETWORK | RADIO PLANNING | NW = RADIO -- ANT BRACKET | ALLGON | ALLGON 870-960MHZ -- Bracket |  | 36 | 18 | 29 | [7 empty] | 0.003888 | 20
1/A90451701_BRKT |  | Y | Passive | PC | PC | PC | 1 |  |  | NETWORK | RADIO PLANNING | NW = RADIO -- ANT BRACKET | AGISSON | AGISSON DX-806-960-65-27010557 -- Bracket |  | 36 | 18 | 29 | [7 empty] | 0.003888 | 20
1/ADU451801_BRKT |  | Y | Passive | PC | PC | PC | 1 |  |  | NETWORK | RADIO PLANNING | NW = RADIO -- ANT BRACKET | AGISSON | AGISSON 27010547 -- Bracket |  | 36 | 35 | 28 | [7 empty] | 0.00756 | 20
1/ADU451807V01_BRKT |  | Y | Passive | PC | PC | PC | 1 |  |  | NETWORK | RADIO PLANNING | NW = RADIO -- ANT BRACKET | AGISSON | AGISSON DXX-790-960-1710-2180- 27010881 -- Bracket |  | 40 | 32 | 30 | [7 empty] | 0.00768 | 20
1/ATR451714_BRKT |  | Y | Passive | PC | PC | PC | 1 |  |  | NETWORK | RADIO PLANNING | NW = RADIO -- ANT BRACKET | AGISSON | AGISSON DXXX-1710-2690-27011115 -- Bracket |  | 36 | 35 | 28 | [7 empty] | 0.00756 | 20
1/C87211650.03_BRKT |  | Y | Passive | PC | PC | PC | 1 |  |  | NETWORK | RADIO PLANNING | NW = RADIO -- ANT BRACKET | COMMSCOPE | COMMSCOPE LDXX-6516DS-VTM -- Bracket |  | 47 | 25 | 8 | [7 empty] | 0.00705 | 20
1/CS7204380.02_BRKT |  | Y | Passive | PC | PC | PC | 1 |  |  | NETWORK | RADIO PLANNING | NW = RADIO -- ANT BRACKET | ANATEL | CV3PX310R1 -- Bracket |  | 32 | 25 | 6 | [7 empty] | 0.0048 | 20
1/CS7204550.02_BRKT |  | Y | Passive | PC | PC | PC | 1 |  |  | NETWORK | RADIO PLANNING | NW = RADIO -- ANT BRACKET | COMMSCOPE | RV4PX310R-V2 -- Bracket |  | 30 | 26 | 10 | [7 empty] | 0.00468 | 20
1/CS7204552.01_BRKT |  | Y | Passive | PC | PC | PC | 1 |  |  | NETWORK | RADIO PLANNING | NW = RADIO -- ANT BRACKET | COMMSCOPE | RV4PX306R -- Bracket |  | 30 | 26 | 10 | [7 empty] | 0.00468 | 20
1/CS7204552.02_BRKT |  | Y | Passive | PC | PC | PC | 1 |  |  | NETWORK | RADIO PLANNING | NW = RADIO -- ANT BRACKET | COMMSCOPE | RV4PX310R-V2 -- Bracket |  | 30 | 26 | 10 | [7 empty] | 0.00468 | 20
1/CS7204554.01_BRKT |  | Y | Passive | PC | PC | PC | 1 |  |  | NETWORK | RADIO PLANNING | NW = RADIO -- ANT BRACKET | COMMSCOPE | RV4-65D-R5-V2 -- Bracket |  | 39 | 26 | 8 | [7 empty] | 0.006084 | 20
1/CS7204557.01_BRKT |  | Y | Passive | PC | PC | PC | 1 |  |  | NETWORK | RADIO PLANNING | NW = RADIO -- ANT BRACKET | COMMSCOPE | COMMSCOPE RV4-65D-R5-V6 -- Bracket |  | 39 | 26 | 8 | [7 empty] | 0.006084 | 20
1/CS7204580.01_BRKT |  | Y | Passive | PC | PC | PC | 1 |  |  | NETWORK | RADIO PLANNING | NW = RADIO -- ANT BRACKET | COMMSCOPE | COMMSCOPE EGZV5-65-R6 -- Bracket |  | 39 | 26 | 8 | [7 empty] | 0.006084 | 20
1/CS7211050.03_BRKT |  | Y | Passive | PC | PC | PC | 1 |  |  | NETWORK | RADIO PLANNING | NW = RADIO -- ANT BRACKET | COMMSCOPE | COMMSCOPE-LDX-6516DS-VTM -- Bracket |  | 47 | 25 | 8 | [7 empty] | 0.00705 | 20
1/CS72111_BRKT |  | Y | Passive | PC | PC | PC | 1 |  |  | NETWORK | RADIO PLANNING | NW = RADIO -- ANT BRACKET | KATHREIN | KATHREIN-XPOI C-PANEL-806-960 -- Bracket |  | 31 | 23 | 13 | [7 empty] | 0.004278 | 20
1/CS7211202.02_BRKT |  | Y | Passive | PC | PC | PC | 1 |  |  | NETWORK | RADIO PLANNING | NW = RADIO -- ANT BRACKET | KATHREIN | KATHREIN XPOL PANEL 806-960 -- Bracket |  | 30 | 24 | 26 | [7 empty] | 0.00432 | 20
1/CS72116450.03_BRKT |  | Y | Passive | PC | PC | PC | 1 |  |  | NETWORK | RADIO PLANNING | NW = RADIO -- ANT BRACKET | ANDREW | ANDREW LDX-6516DS-VTM -- Bracket |  | 47 | 25 | 8 | [7 empty] | 0.00705 | 20
1/CS7211650.03_BRKT |  | Y | Passive | PC | PC | PC | 1 |  |  | NETWORK | RADIO PLANNING | NW = RADIO -- ANT BRACKET | COMMSCOPE | Commscope-LDX-6516DS-VTM -- Bracket |  | 47 | 25 | 8 | [7 empty] | 0.00705 | 20
1/CS7211703.01_BRKT |  | Y | Passive | PC | PC | PC | 1 |  |  | NETWORK | RADIO PLANNING | NW = RADIO -- ANT BRACKET | KATHREIN | KATHREIN PANEL 806-960 -- Bracket |  | 31 | 23 | 13 | [7 empty] | 0.004278 | 20
1/CS7211705.01_BRKT |  | Y | Passive | PC | PC | PC | 1 |  |  | NETWORK | RADIO PLANNING | NW = RADIO -- ANT BRACKET | KATHREIN | KATHREIN X-POL A-PANEL 806-960 -- Bracket |  | 31 | 23 | 13 | [7 empty] | 0.004278 | 20
1/CS7212607.01_BRKT |  | Y | Passive | PC | PC | PC | 1 |  |  | NETWORK | RADIO PLANNING | NW = RADIO -- ANT BRACKET | COMMSCOPE | COMMSCOPE LDX-3319DS-VTM -- Bracket |  | 46 | 25 | 8 | [7 empty] | 0.0069 | 20
1/CS7214202.01_BRKT |  | Y | Passive | PC | PC | PC | 1 |  |  | NETWORK | RADIO PLANNING | NW = RADIO -- ANT BRACKET | COMMSCOPE | COMMSCOPE-LNX-6515DS-VTM -- Bracket |  | 47 | 25 | 8 | [7 empty] | 0.00705 | 20
1/CS7217450.03_BRKT |  | Y | Passive | PC | PC | PC | 1 |  |  | NETWORK | RADIO PLANNING | NW = RADIO -- ANT BRACKET | ANATEL | DBXLH-6565B-VTM -- Bracket |  | 31 | 26 | 10 | [7 empty] | 0.004836 | 20
1/CS724380.02_BRKT |  | Y | Passive | PC | PC | PC | 1 |  |  | NETWORK | RADIO PLANNING | NW = RADIO -- ANT BRACKET | ANATEL | ANATEL 790-960- 1710-2590 -- Bracket |  | 30 | 24 | 27 | [7 empty] | 0.00432 | 20
1/CS725512.01_BRKT |  | Y | Passive | PC | PC | PC | 1 |  |  | NETWORK | RADIO PLANNING | NW = RADIO -- ANT BRACKET | ANDREW | ANDREW 1710-2180 -- Bracket |  | 47 | 25 | 8 | [7 empty] | 0.00705 | 20
1/CS7257113.01_BRKT |  | Y | Passive | PC | PC | PC | 1 |  |  | NETWORK | RADIO PLANNING | NW = RADIO -- ANT BRACKET | SIEMENS | GSM ANTENNA -- Bracket |  | 32 | 24 | 38 | [7 empty] | 0.004608 | 20
1/CS72711650.02_BRKT |  | Y | Passive | PC | PC | PC | 1 |  |  | NETWORK | RADIO PLANNING | NW = RADIO -- ANT BRACKET | ANDREW | ANDREW 806-960 -- Bracket |  | 31 | 23 | 13 | [7 empty] | 0.004278 | 20
1/CS7275107.02_BRKT |  | Y | Passive | PC | PC | PC | 1 |  |  | NETWORK | RADIO PLANNING | NW = RADIO -- ANT BRACKET | KATHREIN | KATHREIN-XXXPOI PANAL 1920-2170 -- Bracket |  | 34 | 28 | 25 | [7 empty] | 0.005712 | 20
1/CS7275303.02_BRKT |  | Y | Passive | PC | PC | PC | 1 |  |  | NETWORK | RADIO PLANNING | NW = RADIO -- ANT BRACKET | KATHREIN | KATHREIN-742266 -- Bracket |  | 30 | 24 | 27 | [7 empty] | 0.00432 | 20
1/CS7275502.01_BRKT |  | Y | Passive | PC | PC | PC | 1 |  |  | NETWORK | RADIO PLANNING | NW = RADIO -- ANT BRACKET | COMMSCOPE | Commscope-DBXLH-6565C-VTM -- Bracket |  | 31 | 26 | 10 | [7 empty] | 0.004836 | 20
1/CS7275505.01_BRKT |  | Y | Passive | PC | PC | PC | 1 |  |  | NETWORK | RADIO PLANNING | NW = RADIO -- ANT BRACKET | ANATEL | DBXLH-6565B-VTM -- Bracket |  | 31 | 26 | 10 | [7 empty] | 0.004836 | 20
1/CS7275512.01_BRKT |  | Y | Passive | PC | PC | PC | 1 |  |  | NETWORK | RADIO PLANNING | NW = RADIO -- ANT BRACKET | COMMSCOPE | XXP1710-2180/1710-2180 65deg 19dBi AT/A -- Bracket |  | 47 | 25 | 8 | [7 empty] | 0.00705 | 20
1/CS7275517.01_BRKT |  | Y | Passive | PC | PC | PC | 1 |  |  | NETWORK | RADIO PLANNING | NW = RADIO -- ANT BRACKET | COMMSCOPE | COMMSCOPE DBXDH-6565B-VTM -- Bracket |  | 29 | 29 | 25 | [7 empty] | 0.005046 | 20
1/CS7275601.01_BRKT |  | Y | Passive | PC | PC | PC | 1 |  |  | NETWORK | RADIO PLANNING | NW = RADIO -- ANT BRACKET | ANATEL | Commscope-TBXLHA-6565C-VTM -- Bracket |  | 30 | 26 | 10 | [7 empty] | 0.00468 | 20
1/CS7275850.02_BRKT |  | Y | Passive | PC | PC | PC | 1 |  |  | NETWORK | RADIO PLANNING | NW = RADIO -- ANT BRACKET | COMMSCOPE | COMMSCOPE LDXX-6516DS-VTM -- Bracket |  | 55 | 30 | 7 | [7 empty] | 0.0099 | 20
1/CS7275903.02_BRKT |  | Y | Passive | PC | PC | PC | 1 |  |  | NETWORK | RADIO PLANNING | NW = RADIO -- ANT BRACKET | KATHREIN | KATHREIN - 80010204 - XPOL C-PANEL 806-960 -- Bracket |  | 31 | 23 | 13 | [7 empty] | 0.004278 | 20
1/CS7275903.03_BRKT |  | Y | Passive | PC | PC | PC | 1 |  |  | NETWORK | RADIO PLANNING | NW = RADIO -- ANT BRACKET | KATHREIN | KATHREIN PANEL 790-960 -- Bracket |  | 31 | 23 | 13 | [7 empty] | 0.004278 | 20
1/CS7275907.02_BRKT |  | Y | Passive | PC | PC | PC | 1 |  |  | NETWORK | RADIO PLANNING | NW = RADIO -- ANT BRACKET | KATHREIN | KATHREIN X-POL A-PANEL 806-960- 80010302 -- Bracket |  | 31 | 23 | 13 | [7 empty] | 0.004278 | 20
1/CS7275909.03_BRKT |  | Y | Passive | PC | PC | PC | 1 |  |  | NETWORK | RADIO PLANNING | NW = RADIO -- ANT BRACKET | KATHREIN | KATHREIN F-PANEL 1710-2170 -- Bracket |  | 47 | 25 | 8 | [7 empty] | 0.00705 | 20
1/CS7275954.03_BRKT |  | Y | Passive | PC | PC | PC | 1 |  |  | NETWORK | RADIO PLANNING | NW = RADIO -- ANT BRACKET | KATHREIN | KATHREIN XPOL PANEL 790-960- 80010307V01 -- Bracket |  | 31 | 23 | 13 | [7 empty] | 0.004278 | 20
1/CS7275960.03_BRKT |  | Y | Passive | PC | PC | PC | 1 |  |  | NETWORK | RADIO PLANNING | NW = RADIO -- ANT BRACKET | KATHREIN | KATHREIN PANEL 790-960 -- Bracket |  | 31 | 23 | 13 | [7 empty] | 0.004278 | 20
1/CS7276107.02_BRKT |  | Y | Passive | PC | PC | PC | 1 |  |  | NETWORK | RADIO PLANNING | NW = RADIO -- ANT BRACKET | KATHREIN | KATHREIN XPOL PANEL 1710-2170 -742213 -- Bracket |  | 32 | 24 | 10 | [7 empty] | 0.004608 | 20
1/CS7276107.03_BRKT |  | Y | Passive | PC | PC | PC | 1 |  |  | NETWORK | RADIO PLANNING | NW = RADIO -- ANT BRACKET | KATHREIN | KATHREIN XPOL PANEL 1710-2170 -742213 -- Bracket |  | 30 | 14 | 24 | [7 empty] | 0.00252 | 20
1/CS7276111.01_BRKT |  | Y | Passive | PC | PC | PC | 1 |  |  | NETWORK | RADIO PLANNING | NW = RADIO -- ANT BRACKET | KATHREIN | KATHREIN XPOL F-PANEL 1710-2200-742215 -- Bracket |  | 32 | 24 | 10 | [7 empty] | 0.004608 | 20
1/CS7276111.02_BRKT |  | Y | Passive | PC | PC | PC | 1 |  |  | NETWORK | RADIO PLANNING | NW = RADIO -- ANT BRACKET | KATHREIN | KATHREIN XPOL F-PANEL 1710-2200-742215 -- Bracket |  | 32 | 24 | 10 | [7 empty] | 0.004608 | 20
1/CS7276111.03_BRKT |  | Y | Passive | PC | PC | PC | 1 |  |  | NETWORK | RADIO PLANNING | NW = RADIO -- ANT BRACKET | KATHREIN | KATHREIN XPOL F-PANEL 1710-2200-742215 -- Bracket |  | 32 | 24 | 10 | [7 empty] | 0.004608 | 20
1/CS7276113.02_BRKT |  | Y | Passive | PC | PC | PC | 1 |  |  | NETWORK | RADIO PLANNING | NW = RADIO -- ANT BRACKET | KATHREIN | KATHREIN XPOL -1710-2200-80010247V01 -- Bracket |  | 32 | 24 | 10 | [7 empty] | 0.004608 | 20
1/CS7276113.03_BRKT |  | Y | Passive | PC | PC | PC | 1 |  |  | NETWORK | RADIO PLANNING | NW = RADIO -- ANT BRACKET | KATHREIN | KATHREIN XPOL -1710-2200-80010247V01 -- Bracket |  | 32 | 24 | 10 | [7 empty] | 0.004608 | 20
1/CS7276120.02_BRKT |  | Y | Passive | PC | PC | PC | 1 |  |  | NETWORK | RADIO PLANNING | NW = RADIO -- ANT BRACKET | KATHREIN | KATHEIN PANEL 824-960-1710-2180 (742224) -- Bracket |  | 30 | 23 | 24 | [7 empty] | 0.00414 | 20
1/CS72761200.2_BRKT |  | Y | Passive | PC | PC | PC | 1 |  |  | NETWORK | RADIO PLANNING | NW = RADIO -- ANT BRACKET | KATHREIN | KATHREIN-742224 -- Bracket |  | 30 | 23 | 24 | [7 empty] | 0.00414 | 20
1/CS7276301.02_BRKT |  | Y | Passive | PC | PC | PC | 1 |  |  | NETWORK | RADIO PLANNING | NW = RADIO -- ANT BRACKET | KATHREIN | KATHREIN 824-960-1710-2180-742264 -- Bracket |  | 34 | 24 | 10 | [7 empty] | 0.004896 | 20
1/CS7276302.02_BRKT |  | Y | Passive | PC | PC | PC | 1 |  |  | NETWORK | RADIO PLANNING | NW = RADIO -- ANT BRACKET | KATHREIN | Xxpol panel 790-960/1710-2180 65/65 17/18.5dBi 0-7 /0-6 T -- Bracket |  | 30 | 24 | 27 | [7 empty] | 0.00432 | 20
1/CS7276302.04_BRKT |  | Y | Passive | PC | PC | PC | 1 |  |  | NETWORK | RADIO PLANNING | NW = RADIO -- ANT BRACKET | KATHREIN | Xxpol panel 790-960/1710-2180 65/65 17/18.5dBi 0-7 /0-6 T -- Bracket |  | 30 | 24 | 27 | [7 empty] | 0.00432 | 20
1/CS7276303.02_BRKT |  | Y | Passive | PC | PC | PC | 1 |  |  | NETWORK | RADIO PLANNING | NW = RADIO -- ANT BRACKET | KATHREIN | KATHEIN PANEL 824-960-1710-2180 (742266) -- Bracket |  | 30 | 24 | 27 | [7 empty] | 0.00432 | 20
1/CS7276303.03_BRKT |  | Y | Passive | PC | PC | PC | 1 |  |  | NETWORK | RADIO PLANNING | NW = RADIO -- ANT BRACKET | KATHREIN | Xxpol panel 790-960/1710-2180 65/65 17/18.5dBi 0-7 /0-6 T -- Bracket |  | 30 | 24 | 27 | [7 empty] | 0.00432 | 20
1/CS7276303.04_BRKT |  | Y | Passive | PC | PC | PC | 1 |  |  | NETWORK | RADIO PLANNING | NW = RADIO -- ANT BRACKET | KATHREIN | Xxpol panel 790-960/1710-2180 65/65 17/18.5dBi 0-7 /0-6 T -- Bracket |  | 30 | 24 | 27 | [7 empty] | 0.00432 | 20
1/CS7276501.02_BRKT |  | Y | Passive | PC | PC | PC | 1 |  |  | NETWORK | RADIO PLANNING | NW = RADIO -- ANT BRACKET | KATHREIN | KATHREIN 742270 XXXPOL PANEL 806-960-1710-1880 -- Bracket |  | 30 | 24 | 27 | [7 empty] | 0.00432 | 20
1/CS7276501.04_BRKT |  | Y | Passive | PC | PC | PC | 1 |  |  | NETWORK | RADIO PLANNING | NW = RADIO -- ANT BRACKET | KATHREIN | 790-960-1710-1880-1920-2170 -- Bracket |  | 31 | 23 | 13 | [7 empty] | 0.004278 | 20
1/CS7276504.04_BRKT |  | Y | Passive | PC | PC | PC | 1 |  |  | NETWORK | RADIO PLANNING | NW = RADIO -- ANT BRACKET | KATHREIN | Xxpol panel 790-960/1710-2180 65/65 17/18.5dBi 0-7 /0-6 T -- Bracket |  | 30 | 24 | 27 | [7 empty] | 0.00432 | 20
1/CS72765954.03_BRKT |  | Y | Passive | PC | PC | PC | 1 |  |  | NETWORK | RADIO PLANNING | NW = RADIO -- ANT BRACKET | KATHREIN | KATHREIN XPOL PANEL 790-960 -- Bracket |  | 34 | 28 | 25 | [7 empty] | 0.005712 | 20
1/CS7276601.02_BRKT |  | Y | Passive | PC | PC | PC | 1 |  |  | NETWORK | RADIO PLANNING | NW = RADIO -- ANT BRACKET | KATHREIN | KATHREIN XXPOL PANEL-806-960 -- Bracket |  | 31 | 23 | 13 | [7 empty] | 0.004278 | 20
1/CS7277103.02_BRKT |  | Y | Passive | PC | PC | PC | 1 |  |  | NETWORK | RADIO PLANNING | NW = RADIO -- ANT BRACKET | KATHREIN | KATHREIN XXPOL PANEL 1710-2690-80010622 -- Bracket |  | 33 | 26 | 26 | [7 empty] | 0.005148 | 20
1/CS7277103.03_BRKT |  | Y | Passive | PC | PC | PC | 1 |  |  | NETWORK | RADIO PLANNING | NW = RADIO -- ANT BRACKET | KATHREIN | KATHREIN XXPOL PANEL 1710-2690-80010622V01 -- Bracket |  | 33 | 26 | 26 | [7 empty] | 0.005148 | 20
1/CS7277104.02_BRKT |  | Y | Passive | PC | PC | PC | 1 |  |  | NETWORK | RADIO PLANNING | NW = RADIO -- ANT BRACKET | KATHREIN | KATHEIN XXPOL PANEL 1710-2690-80010682 -- Bracket |  | 34 | 28 | 25 | [7 empty] | 0.005712 | 20
1/CS72775601.01_BRKT |  | Y | Passive | PC | PC | PC | 1 |  |  | NETWORK | RADIO PLANNING | NW = RADIO -- ANT BRACKET | ANATEL | ANTEL 1710-2180 -- Bracket |  | 39 | 32 | 28 | [7 empty] | 0.007488 | 20
1/CS7278303.04_BRKT |  | Y | Passive | PC | PC | PC | 1 |  |  | NETWORK | RADIO PLANNING | NW = RADIO -- ANT BRACKET | KATHREIN | KATHREIN PANEL 790-960/1710-2180 -- Bracket |  | 40 | 32 | 30 | [7 empty] | 0.00768 | 20
1/CS7278880.01_BRKT |  | Y | Passive | PC | PC | PC | 1 |  |  | NETWORK | RADIO PLANNING | NW = RADIO -- ANT BRACKET | ANDREW | 6 Port Antenna, 1710-2690 MHz, 65° horizontal beamwidth -- Bracket |  | 46 | 32 | 6 | [7 empty] | 0.008832 | 20
1/CS7279102.01_BRKT |  | Y | Passive | PC | PC | PC | 1 |  |  | NETWORK | RADIO PLANNING | NW = RADIO -- ANT BRACKET | KATHREIN | KATHREIN 80010866 - 6PORT -- Bracket |  | 65 | 8 | 16 | [7 empty] | 0.00312 | 20
1/V.9508_BRKT |  | Y | Passive | PC | PC | PC | 1 |  |  | NETWORK | RADIO PLANNING | NW = RADIO -- ANT BRACKET | ALLGON | ALLGON 7144.14.33.00 -870-960 -- Bracket |  | 36 | 18 | 29 | [7 empty] | 0.003888 | 20
1/V.9718_BRKT |  | Y | Passive | PC | PC | PC | 1 |  |  | NETWORK | RADIO PLANNING | NW = RADIO -- ANT BRACKET | ALLGON | ALLGON 7143.38.3302-870-960 -- Bracket |  | 36 | 18 | 29 | [7 empty] | 0.003888 | 20
1/V.9741_BRKT |  | Y | Passive | PC | PC | PC | 1 |  |  | NETWORK | RADIO PLANNING | NW = RADIO -- ANT BRACKET | ALLGON | ALLGON 7143.16.33.00 -870-960 -- Bracket |  | 36 | 18 | 29 | [7 empty] | 0.003888 | 20
1/V9526_BRKT |  | Y | Passive | PC | PC | PC | 1 |  |  | NETWORK | RADIO PLANNING | NW = RADIO -- ANT BRACKET | ALLGON | ALLGON 7144.14.33.00-870-960 -- Bracket |  | 36 | 18 | 29 | [7 empty] | 0.003888 | 20
1/V9924_BRKT |  | Y | Passive | PC | PC | PC | 1 |  |  | NETWORK | RADIO PLANNING | NW = RADIO -- ANT BRACKET | ALLGON | ALLGON 7143.38.33.02-870-960 -- Bracket |  | 36 | 18 | 29 | [7 empty] | 0.003888 | 20
1/Y/W.9918_BRKT |  | Y | Passive | PC | PC | PC | 1 |  |  | NETWORK | RADIO PLANNING | NW = RADIO -- ANT BRACKET | ALLGON | ALLGON 7144.38.33.00-870-960 -- Bracket |  | 36 | 18 | 29 | [7 empty] | 0.003888 | 20
1_800626_0005 |  | Y | Active | PC | PC | EA | 1 |  |  | Facility | SALES FACILITY | FACILITY = | SUN microsystems | Hubbel pp2 category 6 |  | 0 | 0 | 0 | [7 empty] | 0 | 0
100_564_200_03 |  | Y | Active | PC | PC | EA | 1 |  |  | Facility | SALES FACILITY | FACILITY = IT -- STORAGE UNIT |  | Storage Unit |  | 0 | 0 | 0 | [7 empty] | 0 | 0
10008255 |  | Y | Active | PC | PC | EA | 1 |  |  | IT | IT INFRASTRUCTURE | IT = KEYBOARD | BLOOMBERG | KEYBOARD |  | 0 | 0 | 0 | [7 empty] | 0 | 0
1000E_switch |  | Y | Active | PC | PC | EA | 1 |  |  | Facility | TECH FACILITIES OPS | IT = SWITCH | HUAWEI | Huawei Network Switch |  | 0 | 0 | 0 | [7 empty] | 0 | 0
100-561-078 |  | Y | Active | PC | PC | EA | 1 |  |  | NETWORK | RADIO PLANNING | NW = RADIO -- RACK | EMC2 | Zone H Rack 4 |  | 0 | 0 | 0.51 | [7 empty] | 0 | 0
100-565-100-00 |  | Y | Active | PC | PC | EA | 1 |  |  | NETWORK | RADIO PLANNING | NW = RADIO -- RACK | EMC2 | Zone M Rack 6 |  | 0 | 0 | 0.51 | [7 empty] | 0 | 0
100613-008 |  | Y | Active | PC | PC | EA | 1 |  |  | NETWORK | CORE | NW = RADIO -- CABLE | HP | POWER CABLE |  | 31 | 32 | 16 | [7 empty] | 0.011904 | 10
100-886-084-01 |  | Y | Active | PC | PC | EA | 1 |  |  | NETWORK | RADIO PLANNING | NW = RADIO -- RACK | EMC2 | Zone l Rack 1 |  | 0 | 0 | 0.51 | [7 empty] | 0 | 0
100-886-085-01 |  | Y | Active | PC | PC | EA | 1 |  |  | NETWORK | RADIO PLANNING | NW = RADIO -- RACK | SYMMETRIX | Zone M Rack 2 |  | 0 | 0 | 0.51 | [7 empty] | 0 | 0
100-886-086-01 |  | Y | Active | PC | PC | EA | 1 |  |  | NETWORK | RADIO PLANNING | NW = RADIO -- RACK | SYMMETRIX | ZONE K Rack 1 |  | 0 | 0 | 0.51 | [7 empty] | 0 | 0
100-886-159-01 |  | Y | Active | PC | PC | EA | 1 |  |  | NETWORK | RADIO PLANNING | NW = RADIO -- RACK | EMC2 | Zone L Rack 3 |  | 0 | 0 | 0.72 | [7 empty] | 0 | 0
100-900-074 |  | Y | Active | PC | PC | EA | 1 |  |  | NETWORK | RADIO PLANNING | NW = RADIO -- RACK | SYMMETRIX | Zone L Rack 4 |  | 0 | 0 | 0.51 | [7 empty] | 0 | 0
100-900-102-06 |  | Y | Active | PC | PC | EA | 1 |  |  | NETWORK | RADIO PLANNING | NW = RADIO -- RACK | V MAX | Zone F Rack 6 |  | 0 | 0 | 0.51 | [7 empty] | 0 | 0
100-900-118-01 |  | Y | Active | PC | PC | EA | 1 |  |  | NETWORK | RADIO PLANNING | NW = RADIO -- RACK | EMC2 | Rack 3 |  | 0 | 0 | 0.51 | [7 empty] | 0 | 0
1022519 |  | Y | Active | PC | PC | PC | 1 |  |  | NETWORK | ELECTROMECHANICAL | NW = EM -- POWER MODULE | EU | EATON POWERWARE |  | 0 | 0 | 0 | [7 empty] | 0 | 0
1022548 |  | Y | Active | PC | PC | EA | 1 |  |  | NETWORK | RADIO PLANNING | NW = EM -- POWER MODULE | UNKNOWN | EATON POWERWARE 9155-8-S-15-32X9AH-M |  | 30 | 70 | 82 | [7 empty] | 0.252 | 1
10225919 |  | Y | Active | PC | PC | EA | 1 |  |  | NETWORK | RADIO PLANNING | NW = RADIO -- UPS | UNKNOWN | UPS |  | 65 | 31 | 120 | [7 empty] | 0.2418 | 1
10374525 |  | Y | Active | PC | PC | PC | 1 |  |  | NETWORK | RADIO PLANNING | NW = RADIO -- CABLE | CISCO | CABLE |  | 0 | 0 | 0 | [7 empty] | 0 | 0
1072602 |  | Y | Active | PC | PC | EA | 1 |  |  | NETWORK | RADIO PLANNING | NW = RADIO -- POWER MODULE | HUAWEI | SYSTEM POWER ETP48200-C5C3-2602 220VAC SINGLE PHASE/110VAC DOUBLE LIVE LINES TOP OUTPUT 330MM*482.6MM*5U NULL WITH THE ANALYSIS OF ENERGY EFFCIENCY |  | 0 | 0 | 0 | [7 empty] | 0 | 0
117938-102-WH |  | Y | Active | PC | PC | EA | 1 |  |  | NETWORK | RADIO PLANNING | NW = MW -- ANTENNA | COMMSCOPE | M.W DISH 13GHZ(COMMSCOPE) (1.2) |  | 130 | 50 | 40 | [7 empty] | 0.78 | 1
12 HTB150 |  | Y | Active | PC | PC | EA | 1 |  |  | NETWORK | RADIO PLANNING | NW = RADIO -- BOARD | NARADA | Narada 155 AH Battery |  | 0 | 0 | 0 | [7 empty] | 0 | 0
120750010246 |  | Y | Active | PC | PC | EA | 1 |  |  | NETWORK | ELECTROMECHANICAL | NW = EM -- RECTIFIER MODULE | ZTE | ZXD3000 (V5.0) DTU ¦ ZXD3000 (V5.0) COMMISSIONING UNIT ¦ |  | 1 | 1 | 1 | [7 empty] | 0.00012 | 1
122390431020 |  | Y | Active | PC | PC | EA | 1 |  |  | NETWORK | TRANSMISSION | NW = TX -- CARD | ZTE | CU CARD FOR PR10 S500 |  | 1 | 1 | 1 | [7 empty] | 0.00012 | 1
122390431025 |  | Y | Active | PC | PC | EA | 1 |  |  | NETWORK | TRANSMISSION | NW = TX -- MODULE | ZTE | ZXMW PR10 S500 RA{ZXMW PR10 S500 RA¦ZXMW PR10 S500 RACK ASSE |  | 25 | 4 | 44 | [7 empty] | 0.0024 | 5
122390451064 |  | Y | Active | PC | PC | EA | 1 |  |  | NETWORK | TRANSMISSION | NW = TX -- CARD | ZTE | MU CARD FOR PR10 S500 |  | 1 | 1 | 1 | [7 empty] | 0.00012 | 1
122390481000 |  | Y | Active | PC | PC | EA | 1 |  |  | NETWORK | TRANSMISSION | NW = TX -- MODULE | ZTE | ZXMW PR10 S500 ENGINEERING MATERIALS LIST ¦ {ZXMW PR10 S500 |  | 36 | 24 | 8 | [7 empty] | 0.0020736 | 50
122391951001 |  | Y | Active | PC | PC | EA | 1 |  |  | NETWORK | TRANSMISSION | NW = EM -- ACCESSORY | ZTE | PPC12 D005 V1.0 RF POWER PLATE A ¦ |  | 1 | 1 | 1 | [7 empty] | 0.00012 | 1
122392131000 |  | Y | Active | PC | PC | EA | 1 |  |  | NETWORK | TRANSMISSION | NW = RADIO -- FAN | ZTE | RFAA ¦ FAN UNIT A ¦ |  | 1 | 1 | 1 | [7 empty] | 0.00012 | 1
122392131001 |  | Y | Active | PC | PC | EA | 1 |  |  | NETWORK | TRANSMISSION | NW = TX -- MODULE | ZTE | ZXMW NR8250 (V1.00) PLUG-IN BOX ASSEMBLY ¦ {ZXMW NR8250 (V1. |  | 1 | 1 | 1 | [7 empty] | 0.00012 | 1
122392151007 |  | Y | Active | PC | PC | EA | 1 |  |  | NETWORK | TRANSMISSION | NW = RADIO -- RCU | ZTE | RCUA |  | 62 | 39 | 20 | [7 empty] | 0.14508 | 2
122392151022 |  | Y | Active | PC | PC | EA | 1 |  |  | NETWORK | TRANSMISSION | NW = TX -- CARD | ZTE | RTUME |  | 1 | 1 | 1 | [7 empty] | 0.00012 | 1
122392151050 |  | Y | Active | PC | PC | EA | 1 |  |  | NETWORK | TRANSMISSION | NW = TX -- MODEM | ZTE | RMUC |  | 22 | 16 | 3 | [7 empty] | 0.0004224 | 100
122392161007 |  | Y | Active | PC | PC | EA | 1 |  |  | NETWORK | TRANSMISSION | NW = RADIO -- CABLE | ZTE | PWR-23902-005(3M) |  | 22 | 24 | 3 | [7 empty] | 0.0006336 | 100
122392181069 |  | Y | Active | PC | PC | EA | 1 |  |  | NETWORK | TRANSMISSION | NW = TX -- MODULE | ZTE | ZXMW NR8250 ENGINEERING INSTALLATION ACCESSORIES (RMUB |  | 37 | 23 | 8 | [7 empty] | 0.010212 | 10
123080780207 |  | Y | Active | PC | PC | EA | 1 |  |  | NETWORK | ELECTROMECHANICAL | NW = EM -- RECTIFIER MODULE | ZTE | ZXDU58 S151 EQUIPMENT ACCESSORIES ¦ |  | 1 | 1 | 1 | [7 empty] | 0.00012 | 1
123080830325 |  | Y | Active | PC | PC | EA | 1 |  |  | NETWORK | ELECTROMECHANICAL | NW = EM -- RECTIFIER MODULE | ZTE | ZXDU58 S301-BMT_10 CAB ¦ ZXDU58 S301 MAGNETIC DOOR SENSOR RE |  | 1 | 1 | 1 | [7 empty] | 0.00012 | 1
123080830327 |  | Y | Active | PC | PC | EA | 1 |  |  | NETWORK | ELECTROMECHANICAL | NW = EM -- RECTIFIER MODULE | ZTE | ZXDU58 S301-EGT_10 CAB ¦ ZXDU58 S301 ACCESS SENSOR (10M CABL |  | 220 | 74 | 70 | [7 empty] | 1.9536 | 1
123081120235 |  | Y | Active | PC | PC | EA | 1 |  |  | NETWORK | ELECTROMECHANICAL | NW = EM -- RECTIFIER CABINET | ZTE | ZXDU68 S301 (V5.0R02M04) CABINET ASSEMBLY (110V GRID / THREE |  | 220 | 74 | 70 | [7 empty] | 1.9536 | 1
123081130250 |  | Y | Active | PC | PC | EA | 1 |  |  | NETWORK | ELECTROMECHANICAL | NW = EM -- SIU | ZTE | SIU |  | 220 | 75 | 76 | [7 empty] | 0.99 | 2
123081430716 |  | Y | Active | PC | PC | EA | 1 |  |  | NETWORK | ELECTROMECHANICAL | NW = EM -- RECTIFIER MODULE | ZTE | ZXDU58 S301-EGT_10 CAB ¦ ZXDU58 S301 ACCESS SENSOR (10M CABL |  | 1 | 1 | 1 | [7 empty] | 0.00012 | 1
123190481002 |  | Y | Active | PC | PC | EA | 1 |  |  | NETWORK | ELECTROMECHANICAL | NW = EM -- POWER MODULE | ZTE | ZXDP04 T101 EQUIPMENT ACCESSORIES ¦ |  | 1 | 1 | 1 | [7 empty] | 0.00012 | 1
1241BDY53F |  | Y | Active | PC | PC | EA | 1 |  |  | Facility | TECH FACILITIES OPS | NW = TX -- SUN RACK | SUN | Sun Oracle System |  | 0 | 0 | 0 | [7 empty] | 0 | 0
129122851010 |  | Y | Active | PC | PC | EA | 1 |  |  | NETWORK | RADIO PLANNING | NW = RADIO -- ALARM MODULE | ZTE | SA0 ¦ SITE ALARM MODULE 0 ¦ {SA0 ¦ SITE ALARM MODULE 0 ¦} |  | 32 | 24 | 8 | [7 empty] | 0.009216 | 10
129553731001 |  | Y | Active | PC | PC | EA | 1 |  |  | NETWORK | TRANSMISSION | NW = TX -- MODULE | ZTE | B8200 GU360 PBA/B8200 GU360 PLUG IN BOX ASSEMBLY |  | 1 | 1 | 1 | [7 empty] | 0.00012 | 1
129553751030 |  | Y | Active | PC | PC | EA | 1 |  |  | NETWORK | TRANSMISSION | NW = TX -- SWITCH MODULE | ZTE | UBPG1¦UNIVERSAL BASEBAND PROCESSING BOARD NO.1 FOR GSM¦ |  | 25 | 20 | 2 | [7 empty] | 0.006 | 10
129554121000 |  | Y | Active | PC | PC | EA | 1 |  |  | NETWORK | TRANSMISSION | NW = TX -- BTS | ZTE | ZXSDR BS8800 U240 WORKS FIXED ACCESSORIES ¦ |  | 97 | 60 | 49 | [7 empty] | 0.6984 | 1
129554131033 |  | Y | Active | PC | PC | EA | 1 |  |  | NETWORK | RADIO PLANNING | NW = TX -- SWITCH MODULE | ZTE | RSU40 |  | 40 | 30 | 7 | [7 empty] | 0.0288 | 5
129554181000 |  | Y | Active | PC | PC | EA | 1 |  |  | NETWORK | TRANSMISSION | NW = TX -- BTS | ZTE | ZXSDR BS8800 U240 WORKS FIXED ACCESSORIES ¦ |  | 34 | 23 | 5 | [7 empty] | 0.0009384 | 100
12955731001 |  | Y | Active | PC | PC | EA | 1 |  |  | NETWORK | TRANSMISSION | NW = TX -- BTS | ZTE | B8200 GU360 PBA/B8200 GU360 PLUG IN BOX ASSEMBLY |  | 119 | 87 | 77 | [7 empty] | 1.2424 | 1
129581631105 |  | Y | Active | PC | PC | EA | 1 |  |  | NETWORK | TRANSMISSION | NW = TX -- BTS | ZTE | RSU82 GUL9016 MA(925MHZ)¦ZXSDR BS8800 GU360 RSU82 GUL9016 MO |  | 71 | 55 | 65 | [7 empty] | 0.1562 | 3
12HTB150F |  | Y | Active | PC | PC | EA | 1 |  |  | NETWORK | RADIO PLANNING | NW = EM -- BATTERY |  | batteries |  | 0 | 0 | 0.02 | [7 empty] | 0 | 0
12TD50F |  | Y | Active | PC | PC | EA | 1 |  |  | NETWORK | RADIO PLANNING | NW = EM -- BATTERY | TELE DATA | RECTIFIER BATTERY |  | 55 | 12 | 29 | [7 empty] | 0.0792 | 1
12V155FS |  | Y | Active | PC | PC | EA | 1 |  |  | NETWORK | RADIO PLANNING | NW = RADIO -- BATTERY | NARADA | Power Safe 155 AH Battery |  | 0 | 0 | 0 | [7 empty] | 0 | 0
130000017047 |  | Y | Active | PC | PC | EA | 1 |  |  | NETWORK | RADIO PLANNING | NW = RADIO -- CABLE | HUAWEI | BTS-CABILE 40M |  | 28 | 28 | 8 | [7 empty] | 0.0037632 | 25
130000018804 |  | Y | Active | PC | PC | EA | 1 |  |  | NETWORK | TRANSMISSION | NW = RADIO -- FAN | ZTE | FA_ 0 FAN MODULE 0 |  | 1 | 1 | 1 | [7 empty] | 0.00012 | 1
130000022763 |  | Y | Active | PC | PC | EA | 1 |  |  | NETWORK | RADIO PLANNING | NW = RADIO -- MODULE | ZTE | PM3 |  | 16 | 35 | 4 | [7 empty] | 0.00672 | 10
130000022769 |  | Y | Active | PC | PC | EA | 1 |  |  | NETWORK | TRANSMISSION | NW = TX -- POWER MODULE | ZTE | PM3 ¦ POWER MODULE 3 ¦ |  | 1 | 1 | 1 | [7 empty] | 0.00012 | 1
130000032583 |  | Y | Active | PC | PC | EA | 1 |  |  | NETWORK | TRANSMISSION | NW = TX -- SWITCH MODULE | ZTE | FS3{FS3¦FABRIC SWITCH MODULE 3¦} |  | 28 | 20 | 5 | [7 empty] | 0.00672 | 10
130000040522 |  | Y | Active | PC | PC | EA | 1 |  |  | NETWORK | TRANSMISSION | NW = MW -- MW BOARD | ZTE | BPK1¦BASEBAND PROCESSING BOARD TYPE K1¦ |  | 25 | 20 | 2 | [7 empty] | 0.0012 | 50
130000051023 |  | Y | Active | PC | PC | EA | 1 |  |  | NETWORK | TRANSMISSION | NW = TX -- CLOCK MODULE | ZTE | CC0¦CONTROL AND CLOCK MODULE 0¦ |  | 25 | 19 | 1 | [7 empty] | 0.00285 | 20
130000063647 |  | Y | Active | PC | PC | EA | 1 |  |  | NETWORK | TRANSMISSION | NW = TX -- MODULE | ZTE | RSU40 |  | 1 | 1 | 1 | [7 empty] | 0.00012 | 1
130000084612 |  | Y | Active | PC | PC | EA | 1 |  |  | NETWORK | ELECTROMECHANICAL | NW = EM -- POWER MODULE | ZTE | DC LLVD1 M-32A / 1P ¦ ZXDUPA- UNDER A DC OUTPUT POWER SPLITT |  | 1 | 1 | 1 | [7 empty] | 0.00012 | 1
130000084615 |  | Y | Active | PC | PC | EA | 1 |  |  | NETWORK | ELECTROMECHANICAL | NW = EM -- POWER MODULE | ZTE | DC LLVD1 M-63A / 1P ¦ ZXDUPA- UNDER A DC OUTPUT POWER SPLITT |  | 220 | 74 | 70 | [7 empty] | 1.9536 | 1
130000084617 |  | Y | Active | PC | PC | EA | 1 |  |  | NETWORK | ELECTROMECHANICAL | NW = EM -- POWER MODULE | ZTE | DC LLVD1 M-100A / 1P ¦ ZXDUPA- UNDER A DC OUTPUT POWER SPLIT |  | 215 | 70 | 71 | [7 empty] | 1.806 | 1
130000084634 |  | Y | Active | PC | PC | EA | 1 |  |  | NETWORK | ELECTROMECHANICAL | NW = EM -- CABINET | ZTE | DC BLVD M-10A / 1P ¦ ZXDUPA- DC OUTPUT UNDER BATTERY POWER S |  | 1 | 1 | 1 | [7 empty] | 0.00012 | 1
130031 |  | Y | Active | PC | PC | EA | 1 |  |  | NETWORK | CORE | NW = CORE -- ACCESSORY | NOKIA SIEMENS NETWORK | KVM |  | 60 | 102 | 215 | [7 empty] | 0.7344 | 1
14040222 |  | Y | Active | PC | PC | EA | 1 |  |  | NETWORK | RADIO PLANNING | NW = RADIO -- COAXIAL CONNECTORS | HUAWEI | COAXIAL CONNECTOR 7/16 DIN 50OHM STRAIGHT/CONNECTOR FEMALE W |  | 0 | 0 | 0 | [7 empty] | 0 | 0
14040534 |  | Y | Passive | PC | PC | PC | 1 |  |  | NETWORK | RADIO PLANNING | NW = MW -- CONNECTORS | HUAWEI | IF CONNECTORS FOR IDU(L-type) |  | 3 | 3 | 5 | [7 empty] | 0.00108 | 1
14040548 |  | Y | Passive | PC | PC | PC | 1 |  |  | NETWORK | RADIO PLANNING | NW = MW -- CONNECTORS | HUAWEI | IF CONNECTORS FOR ODU (STRIGHT) |  | 3 | 3 | 5 | [7 empty] | 0.00108 | 1
14080082 |  | Y | Active | PC | PC | EA | 1 |  |  | NETWORK | RADIO PLANNING | NW = TX -- IP - BOARD | HUAWEI | NETWORK INTERFACE CONNECTOR 8BIT 8PIN CRYSTAL PLUG MATCHING |  | 38 | 29 | 5 | [7 empty] | 0.013224 | 10
14130193 |  | Y | Active | PC | CABLE | PC-ALL | 1 |  |  | NETWORK | TRANSMISSION | NW = TX -- PATCH CORD | HUAWEI | Patch cord-LC/PC-SC/PC-Single mode-G.652-2mm-5m-PVC-Yellow |  | 18 | 18 | 1 | [7 empty] | 0.0007776 | 50
14130196 |  | Y | Active | PC | CABLE | PC-ALL | 1 |  |  | NETWORK | TRANSMISSION | NW = TX -- PATCH CORD | HUAWEI | Patch cord-LC/PC-SC/PC-Single mode-G.652-2mm-10m-PVC-Yellow |  | 18 | 18 | 1 | [7 empty] | 0.0007776 | 50
14130199 |  | Y | Active | PC | CABLE | PC-ALL | 1 |  |  | NETWORK | IBS | NW = IBS -- PATCH CORD | HUAWEI | PATCH CORD-LC/PC-LC/PC-SINGLE MODE-G.652D-2MM-10M-PVC-YELLOW |  | 15 | 15 | 2 | [7 empty] | 0.00054 | 50
14130199-001 |  | Y | Active | PC | PC | EA | 1 |  |  | NETWORK | IBS | NW = IBS -- PATCH CORD | HUAWEI | PATCH CORD-LC/PC-LC/PC-SINGLE MODE-G.652D-2MM-60M-PVC-YELLOW |  | 20 | 18 | 1 | [7 empty] | 0.000864 | 50
14130199-002 |  | Y | Active | PC | PC | EA | 1 |  |  | NETWORK | IBS | NW = IBS -- PATCH CORD | HUAWEI | PATCH CORD-LC/PC-LC/PC-SINGLE MODE-G.652D-2MM-80M-PVC-YELLOW |  | 20 | 18 | 1 | [7 empty] | 0.000864 | 50
14130199-006 |  | Y | Active | PC | PC | EA | 1 |  |  | NETWORK | IBS | NW = IBS -- PATCH CORD | HUAWEI | PATCH CORD-LC/PC-LC/PC-SINGLE MODE-G.652D-2MM-5M-PVC-YELLOW |  | 15 | 15 | 2 | [7 empty] | 0.00054 | 50
14130199-008 |  | Y | Active | PC | CABLE | PC-ALL | 1 |  |  | NETWORK | IBS | NW = IBS -- PATCH CORD | HUAWEI | PATCH CORD-LC/PC-LC/PC-SINGLE MODE-G.652D-2MM-100M-PVC-YELLO |  | 20 | 18 | 1 | [7 empty] | 0.000864 | 50
14130199-050 |  | Y | Active | PC | CABLE | PC-ALL | 1 |  |  | NETWORK | TRANSMISSION | NW = TX -- PATCH CORD | HUAWEI | Patch Cord LC/PC LC/PC SINGLE-MODE 5m G.652D 2mm |  | 20 | 18 | 1 | [7 empty] | 0.000864 | 50
14130222 |  | Y | Active | PC | CABLE | PC-ALL | 1 |  |  | NETWORK | IBS | NW = IBS -- PATCH CORD | HUAWEI | PATCH CORD-LC/PC-LC/PC-MULTIMODE-A1B-2MM-10M-PVC-ORANGE |  | 15 | 15 | 2 | [7 empty] | 0.00054 | 50
14130222-003 |  | Y | Active | PC | PC | EA | 1 |  |  | NETWORK | IBS | NW = IBS -- PATCH CORD | HUAWEI | PATCH CORD-LC/PC-LC/PC-MULTIMODE-A1B-2MM-80M-PVC-ORANGE |  | 20 | 18 | 1 | [7 empty] | 0.000864 | 50
14130222-004 |  | Y | Active | PC | PC | EA | 1 |  |  | NETWORK | IBS | NW = IBS -- PATCH CORD | HUAWEI | PATCH CORD-LC/PC-LC/PC-MULTIMODE-A1B-2MM-60M-PVC-ORANGE |  | 20 | 18 | 1 | [7 empty] | 0.000864 | 50
14130222-015 |  | Y | Active | PC | CABLE | PC-ALL | 1 |  |  | NETWORK | IBS | NW = IBS -- PATCH CORD | HUAWEI | PATCH CORD LC/PC LC/PC MULTI-MODE 100M A1B 2MM |  | 20 | 18 | 1 | [7 empty] | 0.000864 | 50
14130276 |  | Y | Active | PC | CABLE | PC-ALL | 1 |  |  | NETWORK | TRANSMISSION | NW = TX -- PATCH CORD | HUAWEI | Patch cord-LC/PC-SC/PC-Single mode-G.652D-2mm-30m-PVC-Yellow |  | 20 | 18 | 1 | [7 empty] | 0.000864 | 50
14130279 |  | Y | Active | PC | CABLE | PC-ALL | 1 |  |  | NETWORK | TRANSMISSION | NW = TX -- PATCH CORD | HUAWEI | Patch cord-LC/PC-SC/PC-Multimode-A1b-2mm-20m-PVC-Orange |  | 20 | 18 | 1 | [7 empty] | 0.000864 | 50
14130280 |  | Y | Active | PC | CABLE | PC-ALL | 1 |  |  | NETWORK | TRANSMISSION | NW = TX -- PATCH CORD | HUAWEI | Patch cord-LC/PC-SC/PC-Single mode-G.652-2mm-20m-PVC-Yellow |  | 20 | 18 | 1 | [7 empty] | 0.000864 | 50
14130282 |  | Y | Active | PC | CABLE | PC-ALL | 1 |  |  | NETWORK | TRANSMISSION | NW = TX -- PATCH CORD | HUAWEI | PATCH CORD-LC/PC-LC/PC-SINGLE MODE-G.652-2MM-30M-PVC-YELLOW |  | 29 | 20 | 2 | [7 empty] | 0.001392 | 50
14130294 |  | Y | Active | PC | CABLE | PC-ALL | 1 |  |  | NETWORK | TRANSMISSION | NW = TX -- PATCH CORD | HUAWEI | PATCH CORD-LC/PC-LC/PC-MULTIMODE-A1B-2MM-30M-PVC-ORANGE |  | 15 | 15 | 2 | [7 empty] | 0.00054 | 50
14130295 |  | Y | Active | PC | CABLE | PC-ALL | 1 |  |  | NETWORK | TRANSMISSION | NW = TX -- PATCH CORD | UNKNOWN | PATCH CORD-LC/PC-LC/PC-MULTIMODE-A1B-2MM-20M-PVC-ORANGE |  | 15 | 15 | 2 | [7 empty] | 0.00054 | 50
14130296 |  | Y | Active | PC | CABLE | PC-ALL | 1 |  |  | NETWORK | IBS | NW = IBS -- PATCH CORD | HUAWEI | PATCH CORD-LC/PC-LC/PC-MULTIMODE-A1B-2MM-5M-PVC-ORANGE |  | 15 | 15 | 2 | [7 empty] | 0.00054 | 50
14130311 |  | Y | Active | PC | CABLE | PC-ALL | 1 |  |  | NETWORK | TRANSMISSION | NW = TX -- PATCH CORD | HUAWEI | Patch Cord LC/PC SC/PC Multi-mode 50m A1b 2mm |  | 20 | 18 | 1 | [7 empty] | 0.000864 | 50
14130312 |  | Y | Active | PC | CABLE | PC-ALL | 1 |  |  | NETWORK | TRANSMISSION | NW = TX -- PATCH CORD | HUAWEI | Patch cord-LC/PC-SC/PC-Single mode-G.652-2mm-50m-PVC-Yellow |  | 20 | 18 | 1 | [7 empty] | 0.000864 | 50
14130504 |  | Y | Active | PC | PC | EA | 1 |  |  | NETWORK | RADIO PLANNING | NW = RADIO -- OPTICAL CABLE | HUAWEI | OPTICAL CABLE PARTS DLC/UPC 2FC/UPC SINGLE MODE 10M 2 CORES |  | 0 | 0 | 0 | [7 empty] | 0 | 0
14130541 |  | Y | Active | PC | CABLE | PC-ALL | 1 |  |  | NETWORK | IBS | NW = IBS -- PATCH CORD | HUAWEI | PATCH CORD-LC/PC-LC/PC-SINGLE MODE-G.652D-2MM-15M-PVC-YELLOW |  | 15 | 15 | 2 | [7 empty] | 0.00054 | 50
14130542 |  | Y | Active | PC | CABLE | PC-ALL | 1 |  |  | NETWORK | IBS | NW = IBS -- PATCH CORD | HUAWEI | PATCH CORD LC/PC LC/PC MULTI-MODE 15M A1B 2MM |  | 20 | 18 | 1 | [7 empty] | 0.000864 | 50
14130620 |  | Y | Active | PC | CABLE | PC-ALL | 1 |  |  | NETWORK | RADIO PLANNING | NW = RADIO -- OPTICAL CABLE | HUAWEI | OPTICAL CABLE PARTS DLC/PC DLC/PC MULTI-MODE 50M 2 CORES 0.0 |  | 0 | 0 | 0 | [7 empty] | 0 | 0
14130623 |  | Y | Active | PC | PC | EA | 1 |  |  | NETWORK | RADIO PLANNING | NW = RADIO -- OPTICAL CABLE | HUAWEI | OPTICAL CABLE PARTS DLC/PC DLC/PC MULTI-MODE 100M 2 CORES 0. |  | 0 | 0 | 0 | [7 empty] | 0 | 0
14130661-001 |  | Y | Active | PC | CABLE | PC-ALL | 1 |  |  | NETWORK | IPBB | NW = IPBB -- PATCH CORD | HUAWEI | PATCH CORD LC/UPC LC/UPC SINGLE-MODE 5M G.657A2 2MM |  | 15 | 15 | 2 | [7 empty] | 0.00054 | 50
14130661-044 |  | Y | Active | PC | CABLE | PC-ALL | 1 |  |  | NETWORK | IPBB | NW = IPBB -- PATCH CORD | HUAWEI | PATCH CORD LC/UPC LC/UPC SINGLE-MODE 100M G.657A2 2MM |  | 20 | 18 | 1 | [7 empty] | 0.000864 | 50
14130665 |  | Y | Active | PC | CABLE | PC-ALL | 1 |  |  | NETWORK | TRANSMISSION | NW = TX -- PATCH CORD | HUAWEI | Patch Cord LC/UPC FC/UPC Single-mode 10m G.657A2 2mm |  | 20 | 18 | 1 | [7 empty] | 0.000864 | 50
14130669 |  | Y | Active | PC | CABLE | PC-ALL | 1 |  |  | NETWORK | IPBB | NW = IPBB -- PATCH CORD | HUAWEI | PATCH CORD LC/UPC LC/UPC SINGLE-MODE 10M G.657A2 2MM |  | 15 | 15 | 2 | [7 empty] | 0.00054 | 50
14130670 |  | Y | Active | PC | CABLE | PC-ALL | 1 |  |  | NETWORK | IPBB | NW = IPBB -- PATCH CORD | HUAWEI | PATCH CORD LC/UPC LC/UPC SINGLE-MODE 20M G.657A2 2MM |  | 15 | 15 | 2 | [7 empty] | 0.00054 | 50
14130671 |  | Y | Active | PC | CABLE | PC-ALL | 1 |  |  | NETWORK | TRANSMISSION | NW = TX -- PATCH CORD | HUAWEI | PATCH CORD LC/UPC LC/UPC SINGLE-MODE 30M G.657A2 2MM |  | 20 | 18 | 1 | [7 empty] | 0.000864 | 50
14130982 |  | Y | Active | PC | CABLE | PC-ALL | 1 |  |  | NETWORK | TRANSMISSION | NW = TX -- PATCH CORD | UNKNOWN | PATCH CORD LC/UPC FC/UPC SINGLE-MODE 5M G.657A2 2MM |  | 15 | 15 | 2 | [7 empty] | 0.00054 | 50
14170024 |  | Y | Active | PC | PC | EA | 1 |  |  | NETWORK | RADIO PLANNING | NW = TX -- IP - OT | HUAWEI | NAKED CRIMPING TERMINAL OT 16MM^2 M8 TIN PLATING NAKED RING |  | 11 | 10 | 10 | [7 empty] | 0.00132 | 10
14170060 |  | Y | Active | PC | PC | EA | 1 |  |  | NETWORK | RADIO PLANNING | NW = TX -- IP - OT | HUAWEI | NAKED CRIMPING TERMINAL OT 25MM^2 M8 TIN PLATING NAKED RING TERMINAL |  | 0 | 0 | 0 | [7 empty] | 0 | 0
14170147 |  | Y | Active | PC | PC | EA | 1 |  |  | NETWORK | RADIO PLANNING | NW = TX -- IP - OT | HUAWEI | NAKED CRIMPING TERMINAL OT 25MM^2 M6 TIN PLATING WIDTH LESS THAN 12.4MM FOR OEM |  | 0 | 0 | 0 | [7 empty] | 0 | 0
14180178 |  | Y | Active | PC | PC | EA | 1 |  |  | NETWORK | RADIO PLANNING | NW = TX -- IP - CONNECTOR | HUAWEI | TERMI-BLOCK STACKING CONNECTOR 2PIN SCREW CONTACT 24~12AWG M |  | 20 | 13 | 0.5 | [7 empty] | 6.24e-05 | 500
142263-001 |  | Y | Active | PC | PC | EA | 1 |  |  | NETWORK | CORE | NW = RADIO -- CABLE | HP | POWER CABLE |  | 45 | 32 | 10 | [7 empty] | 0.01728 | 10
142263-003 |  | Y | Active | PC | PC | EA | 1 |  |  | NETWORK | CORE | NW = RADIO -- CABLE | HP | POWER CABLE |  | 54 | 30 | 10 | [7 empty] | 0.01944 | 10
142263-006 |  | Y | Active | PC | PC | EA | 1 |  |  | NETWORK | CORE | NW = RADIO -- CABLE | HP | POWER CABLE |  | 53 | 26 | 10 | [7 empty] | 0.016536 | 10
148233 |  | Y | Active | PC | PC | EA | 1 |  |  | Facility | Facility |  | UNKNOW | Trasformer 110kva |  | 0 | 0 | 0.352 | [7 empty] | 0 | 0
148234 |  | Y | Active | PC | PC | EA | 1 |  |  | Facility | Facility |  | UNKNOW | Trasformer 110kva |  | 0 | 0 | 0.352 | [7 empty] | 0 | 0
148235 |  | Y | Active | PC | PC | EA | 1 |  |  | Facility | Facility |  | UNKNOW | Trasformer 110kva |  | 0 | 0 | 1.286 | [7 empty] | 0 | 0
148236 |  | Y | Active | PC | PC | EA | 1 |  |  | Facility | Facility |  | UNKNOW | Trasformer 110kva |  | 0 | 0 | 1.286 | [7 empty] | 0 | 0
14990086 |  | Y | Active | PC | PC | EA | 1 |  |  | NETWORK | RADIO PLANNING | NW = TX -- IP - FIBER | HUAWEI | CONNECTOR ACCESSORIES SHIELDED RJ45 MODULAR PLUG GRAY PLASTI |  | 1 | 1 | 1 | [7 empty] | 2.4e-07 | 500
15165613V |  | Y | Active | PC | PC | EA | 1 |  |  | NETWORK | RADIO PLANNING | NW = RADIO -- RACK | DELL | Rack 2 |  | 0 | 0 | 0.51 | [7 empty] | 0 | 0
181401309 |  | Y | Active | PC | PC | EA | 1 |  |  | NETWORK | ELECTROMECHANICAL | NW = EM -- BATTERY | UNKNOWN | BATERRIES (CD TRUE) |  | 0 | 0 | 0 | [7 empty] | 0 | 0
1820949 |  | Y | Active | PC | PC | EA | 1 |  |  | NETWORK | TRANSMISSION | NW = TX -- SFP CABLE | CISCO | ATTACHED SFP CABLE |  | 25 | 25 | 1 | [7 empty] | 0.0015 | 50
1902008 |  | Y | Active | PC | PC | EA | 1 |  |  | NETWORK | RADIO PLANNING | NW = RADIO -- GPS | UNKNOWN | GPS ARRESTOR |  | 9 | 8 | 4 | [7 empty] | 0.000864 | 10
1A0105E00-52E REV D |  | Y | Active | PC | PC | EA | 1 |  |  | NETWORK | CORE | NW = TX -- SUN RACK | NOKIA SIEMENS NETWORK | SUN RACK |  | 87 | 60 | 190 | [7 empty] | 0.6264 | 1
1-M00016G*426825 |  | Y | Active | PC | PC | EA | 1 |  |  | NETWORK | RADIO PLANNING | NW = EM -- RECTIFIER CABINET | HUAWEI | PowerOne Rectifier cabinet |  | 120 | 80 | 180 | [7 empty] | 1.152 | 1
1-M00016G*440948 |  | Y | Active | PC | PC | EA | 1 |  |  | NETWORK | RADIO PLANNING | NW = EM -- RECTIFIER CABINET | HUAWEI | PowerOne Rectifier cabinet |  | 120 | 80 | 177 | [7 empty] | 1.152 | 1
1-M00016G*548572 |  | Y | Active | PC | PC | EA | 1 |  |  | NETWORK | RADIO PLANNING | NW = EM -- RECTIFIER CABINET | HUAWEI | PowerOne Rectifier cabinet |  | 120 | 80 | 177 | [7 empty] | 1.152 | 1
1-M00024G-548372 |  | Y | Active | PC | PC | EA | 1 |  |  | NETWORK | RADIO PLANNING | NW = EM -- RECTIFIER CABINET | POWER ONE | RECTIFIER CABINET |  | 60 | 60 | 178 | [7 empty] | 0.432 | 1
1PFK10EA |  | Y | Active | PC | PC | PC | 1 |  |  | NETWORK | RADIO PLANNING | NW = MW -- MW BOARD | HUAWEI | ISV3 IF Card |  | 22.275 | 19.38 | 193.8 | [7 empty] | 0.051803 | 1
1PFKCNEA |  | Y | Active | PC | PC | PC | 1 |  |  | NETWORK | RADIO PLANNING | NW = MW -- MW BOARD | HUAWEI | ISV3 IF Card |  | 22.275 | 19.38 | 193.8 | [7 empty] | 0.051803 | 1
1PS42024-L5217-A1 |  | Y | Active | PC | PC | PC | 1 |  |  | NETWORK | RADIO PLANNING | NW = RADIO -- MODULE | NOKIA SIEMENS NETWORK | IF2M-120R - S42024-L5217 |  | 0 | 0 | 0 | [7 empty] | 0 | 0
1PS42024-L5218-A1 |  | Y | Active | PC | PC | PC | 1 |  |  | NETWORK | RADIO PLANNING | NW = RADIO -- FAN | NOKIA SIEMENS NETWORK | SURPASS HIT 7070 LN FAN UNIT |  | 0 | 0 | 0 | [7 empty] | 0 | 0
1PS42024-L5233-A1 |  | Y | Active | PC | PC | PC | 1 |  |  | NETWORK | RADIO PLANNING | NW = RADIO -- CARD | NOKIA SIEMENS NETWORK | SURPASS HIT 7070 10/100 BASE TX CARD |  | 0 | 0 | 0 | [7 empty] | 0 | 0
1PS42024-L5236-A1 |  | Y | Active | PC | PC | PC | 1 |  |  | NETWORK | RADIO PLANNING | NW = RADIO -- BOARD | NOKIA SIEMENS NETWORK | SURPASS HIT 7070 EXT LINK BOARD |  | 0 | 0 | 0 | [7 empty] | 0 | 0
1PS42024-L5295-A1 |  | Y | Active | PC | PC | PC | 1 |  |  | NETWORK | RADIO PLANNING | NW = RADIO -- MODULE | NOKIA SIEMENS NETWORK | SWITCH FABRIC XCT (HO 70G/LO 5 |  | 38 | 29 | 6 | [7 empty] | 0.012022 | 11
1PS42024-L5300-A1 |  | Y | Active | PC | PC | PC | 1 |  |  | NETWORK | RADIO PLANNING | NW = RADIO -- MODULE | NOKIA SIEMENS NETWORK | SURPASS HIT 2X STM1 |  | 30 | 29 | 6 | [7 empty] | 0.0094909 | 11
1PS42024-L5306-A1 |  | Y | Active | PC | PC | PC | 1 |  |  | NETWORK | RADIO PLANNING | NW = RADIO -- MODULE | NOKIA SIEMENS NETWORK | E3 / DS3 INTFC CARD |  | 0 | 0 | 0 | [7 empty] | 0 | 0
1PS42024-L5332-A1 |  | Y | Active | PC | PC | PC | 1 |  |  | NETWORK | RADIO PLANNING | NW = RADIO -- MODULE | NOKIA SIEMENS NETWORK | 4X STM-4 /STM-1 |  | 31 | 29 | 7 | [7 empty] | 0.0098073 | 11
1PS42024-L5409-A1 |  | Y | Active | PC | PC | PC | 1 |  |  | NETWORK | RADIO PLANNING | NW = RADIO -- CARD | NOKIA SIEMENS NETWORK | 63 X E1/RT |  | 38 | 29 | 6 | [7 empty] | 0.012022 | 11
1PS42024-L5417-A1 |  | Y | Active | PC | PC | PC | 1 |  |  | NETWORK | RADIO PLANNING | NW = RADIO -- CARD | NOKIA SIEMENS NETWORK | 63X E1 HMEC |  | 38 | 29 | 6 | [7 empty] | 0.012022 | 11
1PS42024-L5442-A1 |  | Y | Active | PC | PC | PC | 1 |  |  | NETWORK | RADIO PLANNING | NW = RADIO -- CARD | SIEMENS | STM-64 CARD 1 X STM-64 OPT. |  | 0 | 0 | 0 | [7 empty] | 0 | 0
1PS42024-L5444-A1 |  | Y | Active | PC | PC | PC | 1 |  |  | NETWORK | RADIO PLANNING | NW = RADIO -- BOARD | SIEMENS | 2 X GE + 8 X FE / AE BOARD |  | 0 | 0 | 0 | [7 empty] | 0 | 0
1PS42024-L5459-A1 |  | Y | Active | PC | PC | PC | 1 |  |  | NETWORK | RADIO PLANNING | NW = RADIO -- CARD | NOKIA SIEMENS NETWORK | CC+1 X STM-4/1 |  | 31 | 29 | 7 | [7 empty] | 0.0098073 | 11
1PS42024-L5460-A1 |  | Y | Active | PC | PC | PC | 1 |  |  | NETWORK | RADIO PLANNING | NW = RADIO -- MODULE | NOKIA SIEMENS NETWORK | 2X STM-1E WKG/PROTG BD |  | 0 | 0 | 0 | [7 empty] | 0 | 0
1PS42024-L5484-A1 |  | Y | Active | PC | PC | PC | 1 |  |  | NETWORK | RADIO PLANNING | NW = RADIO -- MODULE | SIEMENS | 2X STM-1 |  | 0 | 0 | 0 | [7 empty] | 0 | 0
20001109 |  | Y | Active | PC | PC | PC | 1 |  |  | NETWORK | RADIO PLANNING | NW = RADIO -- ACCESSORY | UNKNOWN | 20001109 |  | 0 | 0 | 0 | [7 empty] | 0 | 0
200-0258-16 |  | Y | Active | PC | PC | PC | 1 |  |  | NETWORK | RADIO PLANNING | NW = RADIO -- SWITCH | F5 | F5 BIG IP 6400 16 PORT APPLICATION LTM TRAFFIC LOAD BALANCING SWITCH |  | 0 | 0 | 0 | [7 empty] | 0 | 0
200-0258-16 REV B |  | Y | Active | PC | PC | EA | 1 |  |  | NETWORK | RADIO PLANNING | NW = RADIO -- SWITCH | ETV | F5 BIG IP 6400 16 PORT APPLICATION LTM TRAFFIC LOAD BALANCING SWITCH |  | 70 | 60 | 30 | [7 empty] | 0.504 | 1
200-0305-05 |  | Y | Active | PC | PC | PC | 1 |  |  | NETWORK | RADIO PLANNING | NW = RADIO -- SWITCH | F5 | F5 BIG IP 8400 APPLICATION SWITCH |  | 0 | 0 | 0 | [7 empty] | 0 | 0
200-0305-05 REV B |  | Y | Active | PC | PC | EA | 1 |  |  | NETWORK | RADIO PLANNING | NW = RADIO -- SWITCH | ETV | F5 BIG IP 8400 APPLICATION SWITCH |  | 84 | 58 | 26 | [7 empty] | 0.29232 | 2
20110523 |  | Y | Active | PC | PC | EA | 1 |  |  | NETWORK | RADIO PLANNING | NW = RADIO -- MODULE | UNKNOWN | SLPU |  | 0 | 0 | 0 | [7 empty] | 0 | 0
2025-00063-2H |  | Y | Active | PC | PC | EA | 1 |  |  | NETWORK | CORE | NW = CORE -- SWITCH | NOKIA SIEMENS NETWORK | TELCO BRIDGES |  | 60 | 110 | 200 | [7 empty] | 0.792 | 1
207316 |  | Y | Active | PC | PC | PC | 1 |  |  | NETWORK | RADIO PLANNING | NW = RADIO -- RCU | UNKNOWN | ARCU02004 |  | 0 | 0 | 0 | [7 empty] | 0 | 0
2101200212207B020009 |  | Y | Active | PC | PC | EA | 1 |  |  | Facility | Facility |  | UNKNOW | UPS Liebert 200KVA |  | 0 | 0 | 0.81 | [7 empty] | 0 | 0
2101200212207B02000A |  | Y | Active | PC | PC | EA | 1 |  |  | Facility | Facility |  | UNKNOW | UPS Liebert 200KVA |  | 0 | 0 | 0.81 | [7 empty] | 0 | 0
21012010072118010006 |  | Y | Active | PC | PC | EA | 1 |  |  | Facility | Facility |  | UNKNOW | UPS Chloride 100kva |  | 0 | 0 | 0.352 | [7 empty] | 0 | 0
21012010072118010008 |  | Y | Active | PC | PC | EA | 1 |  |  | Facility | Facility |  | UNKNOW | UPS Chloride 100kva |  | 0 | 0 | 0.352 | [7 empty] | 0 | 0
21012010092118010003 |  | Y | Active | PC | PC | EA | 1 |  |  | Facility | Facility |  | UNKNOW | UPS Chloride 100kva |  | 0 | 0 | 0.722 | [7 empty] | 0 | 0
21012010092118010017 |  | Y | Active | PC | PC | EA | 1 |  |  | Facility | Facility |  | UNKNOW | UPS Chloride 100kva |  | 0 | 0 | 0.722 | [7 empty] | 0 | 0
21020281 |  | Y | Active | PC | PC | EA | 1 |  |  | NETWORK | TRANSMISSION | NW = RADIO -- RACK | HUAWEI | 19 inch OPEN RACK 2.0M |  | 200 | 30 | 20 | [7 empty] | 0.72 | 1
210212 |  | Y | Active | PC | PC | EA | 1 |  |  | NETWORK | RADIO PLANNING | NW = RADIO -- DCDU | UNKNOWN | DCDU |  | 50 | 26 | 5 | [7 empty] | 0.0156 | 10
210231 |  | Y | Active | PC | PC | EA | 1 |  |  | NETWORK | RADIO PLANNING | NW = RADIO -- RRU | UNKNOWN | RRU |  | 60 | 45 | 90 | [7 empty] | 0.324 | 1
2102311 |  | Y | Active | PC | PC | EA | 1 |  |  | Facility | TECH FACILITIES OPS | FACILITY = IT -- STORAGE UNIT | HUAWEI | Huawei Storage |  | 0 | 0 | 0 | [7 empty] | 0 | 0
2102443 |  | Y | Active | PC | PC | EA | 1 |  |  | FACILITY | SALES FACILITY | FACILITY = SHREDDER | UNKNOWN | DOCUMENT SHREDDER |  | 100 | 66 | 60 | [7 empty] | 0.088 | 9
21030116 |  | Y | Active | PC | PC | EA | 1 |  |  | NETWORK | IBS | NW = RADIO -- ACCESSORY | HUAWEI | LIGHTING ARRESTER BOX |  | 48 | 14 | 5 | [7 empty] | 0.004032 | 20
21101258 |  | Y | Active | PC | PC | EA | 1 |  |  | NETWORK | RADIO PLANNING | NW = RADIO -- CABLE | HUAWEI | NONMETAL PARTS DKBA0.480.0605 12.5MM*1M HOOK & LOOP MECHANIC |  | 29 | 25 | 1 | [7 empty] | 0.0058 | 15
21101321 |  | Y | Active | PC | PC | EA | 1 |  |  | NETWORK | RADIO PLANNING | NW = RADIO -- CABLE | HUAWEI | INSULATING ADHESIVE TAPE 19MM*0.13MM*10M GREEN COLOR CODING |  | 0 | 0 | 0 | [7 empty] | 0 | 0
21101326 |  | Y | Active | PC | PC | EA | 1 |  |  | NETWORK | RADIO PLANNING | NW = RADIO -- CABLE | HUAWEI | INSULATING ADHESIVE TAPE 19MM*0.13MM*10M PURPLE COLOR CODING |  | 0 | 0 | 0 | [7 empty] | 0 | 0
21101327 |  | Y | Active | PC | PC | EA | 1 |  |  | NETWORK | RADIO PLANNING | NW = RADIO -- CABLE | HUAWEI | INSULATING ADHESIVE TAPE 19MM*0.13MM*10M ORANGE COLOR CODING |  | 28 | 28 | 4 | [7 empty] | 0.0037632 | 25
21127226 |  | Y | Active | PC | PC | PC | 1 |  |  | NETWORK | RADIO PLANNING | NW = RADIO -- MODULE | HUAWEI | BBU Box |  | 31 | 16 | 2 | [7 empty] | 0.05952 | 1
2112953 |  | Y | Active | PC | PC | EA | 1 |  |  | NETWORK | IPBB | NW = TX -- OSN - CABINET | HUAWEI | ASSEMBLY CABINET OPTIX OSN 2500 SSQB9RACK01 N63E ASSEMBLE RA |  | 25 | 35 | 185 | [7 empty] | 0.105 | 1
21131696 |  | Y | Active | PC | PC | EA | 1 |  |  | NETWORK | RADIO PLANNING | NW = RADIO -- CABINET | HUAWEI | BTS3900 CABINET (DC -48V) |  | 50 | 60 | 160 | [7 empty] | 0.18 | 2
2113174 |  | Y | Active | PC | PC | PC | 1 |  |  | NETWORK | RADIO PLANNING | NW = MW HUW -- IDU | HUAWEI | RTN 950 ASSEMBLY CHASSIS(-48V) |  | 0 | 0 | 0 | [7 empty] | 0 | 0
21131746 |  | Y | Active | PC | PC | EA | 1 |  |  | NETWORK | TRANSMISSION | NW = TX -- MW - RTN | HUAWEI | RTN 950 ASSEMBLY CHASSIS(-48V) |  | 24 | 9 | 4 | [7 empty] | 0.002592 | 10
2113180 |  | Y | Active | PC | PC | EA | 1 |  |  | NETWORK | RADIO PLANNING | NW = RADIO -- BBU | HUAWEI | BBU |  | 49 | 23 | 10 | [7 empty] | 0.027048 | 5
2113188 |  | Y | Active | PC | PC | EA | 1 |  |  | NETWORK | ELECTROMECHANICAL | NW = EM -- CABINET | Huawei | APM30H,WD2B24OPC,Outdoor Power Cabinet A,220VAC Three Phase or 220VAC Single Phase Input,303 |  | 48 | 60 | 70 | [7 empty] | 0.3456 | 1
2113217 |  | Y | Active | PC | PC | EA | 1 |  |  | NETWORK | RADIO PLANNING | NW = RADIO -- BTS-CABINET | HUAWEI | BTS CABINET |  | 0 | 0 | 0 | [7 empty] | 0 | 0
2113256 |  | Y | Active | PC | PC | EA | 1 |  |  | NETWORK | IBS | NW = TX -- OSN - RACK | HUAWEI | OPTIX OSN RACK |  | 60 | 30 | 200 | [7 empty] | 0.216 | 1
2113358 |  | Y | Active | PC | PC | PC | 1 |  |  | NETWORK | RADIO PLANNING | NW = RADIO -- BTS-CABINET | HUWAEI | BTS3900 |  | 45 | 60 | 90 | [7 empty] | 0.324 | 1
2113821 |  | Y | Active | PC | PC | EA | 1 |  |  | NETWORK | RADIO PLANNING | NW = TX -- MW - RTN | HUAWEI | RTN 950A ASSEMBLY CHASSIS(-48V) |  | 24 | 9 | 3 | [7 empty] | 0.005184 | 5
21150483 |  | Y | Active | PC | PC | EA | 1 |  |  | NETWORK | RADIO PLANNING | NW = RADIO -- CABLE | HUAWEI | INDOOR CABLE LADDER (2.5M) |  | 250 | 100 | 90 | [7 empty] | 0.06 | 50
21150505 |  | Y | Active | PC | PC | EA | 1 |  |  | NETWORK | RADIO PLANNING | NW = RADIO -- RACK | HUAWEI | 19 inch OPEN RACK MOUNT KIT IN CEMENT FLOOR |  | 61 | 9 | 5 | [7 empty] | 0.013176 | 5
21150568 |  | Y | Active | PC | PC | EA | 1 |  |  | NETWORK | TRANSMISSION | NW = RADIO -- ACCESSORY | HUAWEI | N6X UNITARY SUPPORT MOUNT KIT I(ADJUSTABLE HEIGHT 296~465MM) |  | 60 | 32 | 15 | [7 empty] | 0.01152 | 20
21150646 |  | Y | Active | PC | PC | EA | 1 |  |  | NETWORK | RADIO PLANNING | NW = RADIO -- RRU | HUAWEI | AL CASTING RRU INSTALLATION KIT |  | 23 | 25 | 6 | [7 empty] | 0.00138 | 50
21150654 |  | Y | Active | PC | PC | EA | 1 |  |  | NETWORK | RADIO PLANNING | NW = RADIO -- ACCESSORY | HUAWEI | HERT MPE V200R303 OUTDOOR BASE(A) |  | 50 | 25 | 20 | [7 empty] | 0.015 | 10
21150707 |  | Y | Active | PC | PC | EA | 1 |  |  | NETWORK | RADIO PLANNING | NW = RADIO -- GPS ANT | HUAWEI | GPS ANTENNA INSTALLATION SUPPORT(UNIFIED SUPPORT) |  | 0 | 0 | 0 | [7 empty] | 0 | 0
2120458 |  | Y | Active | PC | PC | EA | 1 |  |  | NETWORK | RADIO PLANNING | NW = RADIO -- BBU | HUAWEI | BBU FAN-2G |  | 37 | 8 | 5 | [7 empty] | 0.003552 | 10
2120472 |  | Y | Active | PC | PC | EA | 1 |  |  | NETWORK | RADIO PLANNING | NW = TX -- MW - RTN | HUAWEI | RTN DCDU |  | 49 | 20 | 5 | [7 empty] | 0.01176 | 10
2120548 |  | Y | Active | PC | PC | EA | 1 |  |  | NETWORK | RADIO PLANNING | NW = RADIO -- FAN | UNKNOWN | FAN UNIT |  | 48 | 31 | 9 | [7 empty] | 0.017856 | 10
2120559 |  | Y | Active | PC | PC | PC | 1 |  |  | NETWORK | RADIO PLANNING | NW = RADIO -- FAN | HUAWEI | FAN 02A 303 |  | 0 | 0 | 0 | [7 empty] | 0 | 0
2120577 |  | Y | Active | PC | PC | EA | 1 |  |  | NETWORK | RADIO PLANNING | NW = RADIO -- BBU | HUAWEI | BBU FAN-3G |  | 48 | 31 | 9 | [7 empty] | 0.017856 | 10
2120731 |  | Y | Active | PC | PC | EA | 1 |  |  | NETWORK | RADIO PLANNING | NW = RADIO -- DCDU | HUAWEI | DCDU-3G |  | 156 | 80 | 80 | [7 empty] | 1.4976 | 1
21207316 |  | Y | Active | PC | PC | PC | 1 |  |  | NETWORK | RADIO PLANNING | NW = RADIO -- DCDU | HUAWEI | DIRECT CURRENT DISTRIBUTION UNIT DCDU |  | 0 | 0 | 0 | [7 empty] | 0 | 0
2124022514AJH80 |  | Y | Active | PC | PC | PC | 1 |  |  | FACILITY | SALES FACILITY | FACILITY = BATTERY | AGGISSON -- ID E | AGISSON Deep Cycle Battery DCB-1200 (2v122Ah) |  | 0 | 0 | 0.039 | [7 empty] | 0 | 0
2124022514AJH8043899 |  | Y | Active | PC | PC | EA | 1 |  |  | FACILITY | SALES FACILITY | FACILITY = BATTERY | ID E | Battery |  | 0 | 0 | 0.048 | [7 empty] | 0 | 0
2124022514AJH8043900 |  | Y | Active | PC | PC | EA | 1 |  |  | FACILITY | SALES FACILITY | FACILITY = BATTERY | ID E | Battery |  | 0 | 0 | 0.048 | [7 empty] | 0 | 0
2124022514AJH8043901 |  | Y | Active | PC | PC | EA | 1 |  |  | FACILITY | SALES FACILITY | FACILITY = BATTERY | ID E | Battery |  | 0 | 0 | 0.048 | [7 empty] | 0 | 0
2124022514AJH8043902 |  | Y | Active | PC | PC | EA | 1 |  |  | FACILITY | SALES FACILITY | FACILITY = BATTERY | ID E | Battery |  | 0 | 0 | 0.048 | [7 empty] | 0 | 0
2124022514AJH8043903 |  | Y | Active | PC | PC | EA | 1 |  |  | FACILITY | SALES FACILITY | FACILITY = BATTERY | ID E | Battery |  | 0 | 0 | 0.048 | [7 empty] | 0 | 0
2124022514AJH8043904 |  | Y | Active | PC | PC | EA | 1 |  |  | FACILITY | SALES FACILITY | FACILITY = BATTERY | ID E | Battery |  | 0 | 0 | 0.048 | [7 empty] | 0 | 0
2124022514AJH8043905 |  | Y | Active | PC | PC | EA | 1 |  |  | FACILITY | SALES FACILITY | FACILITY = BATTERY | ID E | Battery |  | 0 | 0 | 0.048 | [7 empty] | 0 | 0
2124022514AJH8043906 |  | Y | Active | PC | PC | EA | 1 |  |  | FACILITY | SALES FACILITY | FACILITY = BATTERY | ID E | Battery |  | 0 | 0 | 0.048 | [7 empty] | 0 | 0
2124022514AJH8043907 |  | Y | Active | PC | PC | EA | 1 |  |  | FACILITY | SALES FACILITY | FACILITY = BATTERY | ID E | Battery |  | 0 | 0 | 0.048 | [7 empty] | 0 | 0
2124022514AJH8043908 |  | Y | Active | PC | PC | EA | 1 |  |  | FACILITY | SALES FACILITY | FACILITY = BATTERY | ID E | Battery |  | 0 | 0 | 0.048 | [7 empty] | 0 | 0
2124022514AJH8043909 |  | Y | Active | PC | PC | EA | 1 |  |  | FACILITY | SALES FACILITY | FACILITY = BATTERY | ID E | Battery |  | 0 | 0 | 0.048 | [7 empty] | 0 | 0
2124022514AJH8043910 |  | Y | Active | PC | PC | EA | 1 |  |  | FACILITY | SALES FACILITY | FACILITY = BATTERY | ID E | Battery |  | 0 | 0 | 0.048 | [7 empty] | 0 | 0
2124022514AJH8043911 |  | Y | Active | PC | PC | EA | 1 |  |  | FACILITY | SALES FACILITY | FACILITY = BATTERY | ID E | Battery |  | 0 | 0 | 0.048 | [7 empty] | 0 | 0
2124022514AJH8043912 |  | Y | Active | PC | PC | EA | 1 |  |  | FACILITY | SALES FACILITY | FACILITY = BATTERY | ID E | Battery |  | 0 | 0 | 0.048 | [7 empty] | 0 | 0
2124022514AJH8043913 |  | Y | Active | PC | PC | EA | 1 |  |  | FACILITY | SALES FACILITY | FACILITY = BATTERY | ID E | Battery |  | 0 | 0 | 0.048 | [7 empty] | 0 | 0
2124022514AJH8043914 |  | Y | Active | PC | PC | EA | 1 |  |  | FACILITY | SALES FACILITY | FACILITY = BATTERY | ID E | Battery |  | 0 | 0 | 0.048 | [7 empty] | 0 | 0
2124022514AJH8043915 |  | Y | Active | PC | PC | EA | 1 |  |  | FACILITY | SALES FACILITY | FACILITY = BATTERY | ID E | Battery |  | 0 | 0 | 0.048 | [7 empty] | 0 | 0
2124022514AJH8043916 |  | Y | Active | PC | PC | EA | 1 |  |  | FACILITY | SALES FACILITY | FACILITY = BATTERY | ID E | Battery |  | 0 | 0 | 0.048 | [7 empty] | 0 | 0
2124022514AJH8043917 |  | Y | Active | PC | PC | EA | 1 |  |  | FACILITY | SALES FACILITY | FACILITY = BATTERY | ID E | Battery |  | 0 | 0 | 0.048 | [7 empty] | 0 | 0
2124022514AJH8043918 |  | Y | Active | PC | PC | EA | 1 |  |  | FACILITY | SALES FACILITY | FACILITY = BATTERY | ID E | Battery |  | 0 | 0 | 0.048 | [7 empty] | 0 | 0
2124022514AJH8043919 |  | Y | Active | PC | PC | EA | 1 |  |  | FACILITY | SALES FACILITY | FACILITY = BATTERY | ID E | Battery |  | 0 | 0 | 0.048 | [7 empty] | 0 | 0
2124022514AJH8043920 |  | Y | Active | PC | PC | EA | 1 |  |  | FACILITY | SALES FACILITY | FACILITY = BATTERY | ID E | Battery |  | 0 | 0 | 0.048 | [7 empty] | 0 | 0
2124022514AJH8043921 |  | Y | Active | PC | PC | EA | 1 |  |  | FACILITY | SALES FACILITY | FACILITY = BATTERY | ID E | Battery |  | 0 | 0 | 0.048 | [7 empty] | 0 | 0
2124022514AJH8043922 |  | Y | Active | PC | PC | EA | 1 |  |  | FACILITY | SALES FACILITY | FACILITY = BATTERY | ID E | Battery |  | 0 | 0 | 0.048 | [7 empty] | 0 | 0
2130608 |  | Y | Passive | PC | PC | EA | 1 |  |  | NETWORK | ELECTROMECHANICAL | NW = EM -- POWER - MODULE | Huawei | Power module,-33~65degC,90~290Vac,-53.5V/30A,AC/DC PS |  | 24 | 10 | 9 | [7 empty] | 0.00288 | 10
2230198 |  | Y | Active | PC | PC | PC | 1 |  |  | NETWORK | RADIO PLANNING | NW = RADIO -- FEEDER | HUAWEI | CABLE FIXING CLIP |  | 0 | 0 | 0 | [7 empty] | 0 | 0
2239582 |  | Y | Active | PC | PC | PC | 1 |  |  | NETWORK | RADIO PLANNING | NW = RADIO -- AWARE UNIT | HUAWEI | SERVICE AWARE UNIT |  | 40 | 26 | 6 | [7 empty] | 0.0624 | 2
228281-006 |  | Y | Active | PC | PC | EA | 1 |  |  | NETWORK | CORE | NW = EM -- PDU | NOKIA SIEMENS NETWORK | HP MODULAR PDU-CU SERIES EO4504 |  | 65 | 107 | 194 | [7 empty] | 0.8346 | 1
228481_006 |  | Y | Active | PC | PC | EA | 1 |  |  | Facility | SALES FACILITY | NW = EM -- PDU | SUN microsystems | PDU HP |  | 0 | 0 | 0 | [7 empty] | 0 | 0
228481-003 |  | Y | Active | PC | PC | EA | 1 |  |  | NETWORK | CORE | NW = EM -- PDU | NOKIA SIEMENS NETWORK | PDU CU SERIES EO4502 |  | 1 | 1 | 1 | [7 empty] | 0.00012 | 1
228481-004 |  | Y | Active | PC | PC | EA | 1 |  |  | Facility | TECH FACILITIES OPS | FACILITY = POWER SUPPLY |  | Power Supply |  | 0 | 0 | 0 | [7 empty] | 0 | 0
228481-006 |  | Y | Active | PC | PC | EA | 1 |  |  | NETWORK | CORE | NW = EM -- PDU | NOKIA SIEMENS NETWORK | HP MODULAR PDU-CU SERIES EO4504 |  | 1 | 1 | 1 | [7 empty] | 0.00012 | 1
2290_10_1086 |  | Y | Active | PC | PC | EA | 1 |  |  | Facility | SALES FACILITY | IT = SWITCH | CISCO | CISCO Switch |  | 0 | 0 | 0 | [7 empty] | 0 | 0
2300665 |  | Y | Active | PC | PC | EA | 1 |  |  | NETWORK | IBS | NW = TX -- OSN - SUBRACK | HUAWEI | OPTIX OSN |  | 72 | 49 | 28 | [7 empty] | 0.21168 | 2
23050077 |  | Y | Active | PC | PC | EA | 1 |  |  | NETWORK | RADIO PLANNING | NW = RADIO -- BOX | HUAWEI | INDICATOR ROUND 41MM WHITE LIGHTING LAMP FOR EQUIPMENT BOX 48V |  | 19 | 10 | 10 | [7 empty] | 0.00114 | 20
2310KKQ |  | Y | Active | PC | PC | EA | 1 |  |  | NETWORK | RADIO PLANNING | NW = RADIO -- RRU | HUAWEI | RRU-3G |  | 30 | 46 | 12 | [7 empty] | 0.1656 | 1
2310TQF |  | Y | Active | PC | PC | EA | 1 |  |  | NETWORK | RADIO PLANNING | NW = RADIO -- RRU | UNKNOWN | RRU 2100MHZ |  | 60 | 100 | 190 | [7 empty] | 0.72 | 1
2314594 |  | Y | Active | PC | PC | EA | 1 |  |  | NETWORK | RADIO PLANNING | NW = RADIO -- BBU | MOTOROLA | HORIZON 3G-N FIBER BBU |  | 49 | 30 | 5 | [7 empty] | 0.03528 | 5
2315200 |  | Y | Active | PC | PC | EA | 1 |  |  | NETWORK | Radio Planning | NW = RADIO -- SFP | HUAWEI | SFP |  | 0 | 0 | 0 | [7 empty] | 0 | 0
23183357 |  | Y | Active | PC | PC | EA | 1 |  |  | NETWORK | TRANSMISSION | NW = RADIO -- LRFU2600 | HUAWEI | LRFU2600 D |  | 40 | 30 | 8 | [7 empty] | 0.144 | 1
2318474 |  | Y | Active | PC | PC | EA | 1 |  |  | NETWORK | RADIO PLANNING | NW = RADIO -- GRFU | HUAWEI | GRFU V2 900MHZ EGSM |  | 36 | 7 | 40 | [7 empty] | 0.00504 | 6
2318547 |  | Y | Active | PC | PC | PC | 1 |  |  | NETWORK | RADIO PLANNING | NW = RADIO -- MODULE-GRFU | HUAWEI | GRFU V2 1800MHz B |  | 40 | 7 | 31 | [7 empty] | 0.0056 | 6
2319231 |  | Y | Active | PC | PC | EA | 1 |  |  | NETWORK | RADIO PLANNING | NW = RADIO -- TRANSCEIVER | Huawei | MARP RFU V100R102,WD5MWFUB81,Multi-Carrier Transceiver Unit(EDHT 80W,Band1,RX1920-1980/TX2110-2170MHz),9U |  | 31 | 7 | 40 | [7 empty] | 0.002604 | 10
2319783 |  | Y | Active | PC | PC | EA | 1 |  |  | NETWORK | TRANSMISSION | NW = TX -- MW - BOARD | HUAWEI | RTN 950 BASIC CONFIGURATION 16E1(120 OHM)+4FE(RJ45)+2GE(1000 |  | 22 | 49 | 9 | [7 empty] | 0.025872 | 5
2319897 |  | Y | Active | PC | PC | EA | 1 |  |  | NETWORK | RADIO PLANNING | NW = RADIO -- DCDU | HUAWEI | UPEU-3G |  | 31 | 7 | 4 | [7 empty] | 0.0005208 | 50
2355504 |  | Y | Active | PC | PC | EA | 1 |  |  | NETWORK | TRANSMISSION | NW = TX -- IP - CHASSIS | HUAWEI | NetEngine40E,CR5B0BKP0271,NE40E-X2-M8 Integrated DC Chassis |  | 0 | 0 | 0.016 | [7 empty] | 0 | 2
237A |  | Y | Active | PC | PC | EA | 1 |  |  | NETWORK | IBS | NW = IBS -- NANO 3G | IP ACCESS | NANO3G |  | 55 | 51 | 29 | [7 empty] | 0.03366 | 10
239575 |  | Y | Active | PC | PC | EA | 1 |  |  | NETWORK | RADIO PLANNING | NW = RADIO -- RRU | HUAWEI | 3G RRU |  | 0 | 0 | 0 | [7 empty] | 0 | 0
239A |  | Y | Active | PC | PC | EA | 1 |  |  | NETWORK | RADIO PLANNING | NW = IBS -- NANO 3G | IP ACCESS | NANO3G |  | 42 | 43 | 33 | [7 empty] | 0.021672 | 10
24021112 |  | Y | Active | PC | PC | EA | 1 |  |  | NETWORK | RADIO PLANNING | NW = EM -- POWER - RECTIFIER | HUAWEI | RECHARGEABLE BATTERY VRLA BATTERY(FRONT TERMINAL) 48V 150 |  | 57 | 59 | 46 | [7 empty] | 0.20178 | 2
24021850 |  | Y | Active | PC | PC | EA | 1 |  |  | NETWORK | RADIO PLANNING | NW = EM -- POWER - RECTIFIER | HUAWEI | RECHARGEABLE BATTERY VRLA BATTERY(FRONT TERMINAL) 48V 150AH BATTERY GROUP(12V MONOBLOC) 4*(542*125*310)MM (NARADA 12HTB150A) |  | 61 | 61 | 41 | [7 empty] | 0.22326 | 2
241115.11 |  | Y | Active | PC | PC | PC | 1 |  |  | NETWORK | RADIO PLANNING | NW = EM -- RECTIFIER MODULE | ELTEK | FIAT PACK |  | 0 | 0 | 0 | [7 empty] | 0 | 0
241115.110SC |  | Y | Active | PC | PC | EA | 1 |  |  | NETWORK | RADIO PLANNING | NW = EM -- RECTIFIER MODULE | NOKIA SIEMENS NETWORK | RECTIFIER MODULE FLAT PACK |  | 0 | 0 | 0 | [7 empty] | 0 | 0
241115.115SC |  | Y | Active | PC | PC | PC | 1 |  |  | NETWORK | RADIO PLANNING | NW = EM -- RECTIFIER MODULE | UNKNOWN | FLAT PACK |  | 33 | 10 | 5 | [7 empty] | 0.0396 | 1
241115-115SC |  | Y | Active | PC | PC | EA | 1 |  |  | NETWORK | RADIO PLANNING | NW = EM -- RECTIFIER MODULE | ELTEK | FLAT PACK |  | 0 | 0 | 0 | [7 empty] | 0 | 0
241119.100 |  | Y | Active | PC | PC | PC | 1 |  |  | NETWORK | RADIO PLANNING | NW = EM -- RECTIFIER MODULE | ELTEK | RECTIFIER MODULES |  | 0 | 0 | 0 | [7 empty] | 0 | 0
241119.903 |  | Y | Active | PC | PC | PC | 1 |  |  | NETWORK | RADIO PLANNING | NW = EM -- RECTIFIER MODULE | ELTEK | RECTIFIER MODULES |  | 0 | 0 | 0 | [7 empty] | 0 | 0
24130891 |  | Y | Active | PC | PC | PC | 1 |  |  | NETWORK | RADIO PLANNING | NW = MW -- ODU | HUAWEI | RTN XMC 38G-2 SUB BAND B~~ TX:Hi 38864-39452 MHZ |  | 30.5 | 27.6 | 7.5 | [7 empty] | 0.016836 | 6
242100.11 |  | Y | Active | PC | PC | EA | 1 |  |  | NETWORK | CORE | NW = EM -- MODULE | ELTEK | SMARTPACK EXTENDED |  | 17 | 11 | 4 | [7 empty] | 0.02244 | 1
242100.110 |  | Y | Active | PC | PC | PC | 1 |  |  | NETWORK | RADIO PLANNING | NW = EM -- RECTIFIER MODULE | ELTEK | RECTIFIER MODULES |  | 0 | 0 | 0 | [7 empty] | 0 | 0
242100.1105 |  | Y | Active | PC | PC | PC | 1 |  |  | NETWORK | CORE | NW = EM -- RECTIFIER MODULE | NOKIA SIEMENS NETWORK | SMARTPACK EXTENDED |  | 0 | 0 | 0 | [7 empty] | 0 | 0
242100-110 |  | Y | Active | PC | PC | EA | 1 |  |  | NETWORK | RADIO PLANNING | NW = RADIO -- MCU | UNKNOWN | SMART PACK WEB/SNMP 6+6 G1 |  | 0 | 0 | 0 | [7 empty] | 0 | 0
24413072 |  | Y | Active | PC | PC | PC | 1 |  |  | NETWORK | RADIO PLANNING | NW = MW HUW -- ODU | HUAWEI | RTN XMC 26G-2 SUB BAND A~~ TX:Lo~~24549-24885 MHZ |  | 30.5 | 27.6 | 7.5 | [7 empty] | 0.016836 | 6
244965 |  | Y | Active | PC | PC | EA | 1 |  |  | FACILITY | SALES FACILITY | FACILITY = LIGHT | UNKNOWN | Living Flower Light (Solar) |  | 27 | 27 | 25 | [7 empty] | 0.004374 | 20
25002 |  | Y | Active | PC | PC | EA | 1 |  |  | NETWORK | RADIO PLANNING | NW = RADIO -- TMA | SIEMENS | TMA-DD 900 TWIN EGSM 28MHZ AISG 1.1 |  | 42 | 30 | 25 | [7 empty] | 0.01512 | 10
25007236 |  | Y | Active | PC | PC | EA | 1 |  |  | IT | IT INFRASTRUCTURE | IT = KEYBOARD | LENOVO | KEYBOARD |  | 0 | 0 | 0 | [7 empty] | 0 | 0
25030101 |  | Y | Active | PC | PC | EA | 1 |  |  | NETWORK | RADIO PLANNING | NW = RADIO -- DCDU | HUAWEI | WIRE 450/750V 60227 IEC 02(RV)25MM^2 BLUE 110A WITH A PACKAG |  | 35 | 35 | 4 | [7 empty] | 0.0294 | 5
25030428 |  | Y | Active | MTR | CABLE | MTR-ALL | 1 |  |  | NETWORK | RADIO PLANNING | NW = RADIO -- DCDU | HUAWEI | WIRE 450/750V 60227 IEC 02(RV)16MM^2 BLACK 85A WITH A PACKAG |  | 40 | 40 | 10 | [7 empty] | 0.0384 | 5
25030429 |  | Y | Active | PC | PC | EA | 1 |  |  | NETWORK | RADIO PLANNING | NW = RADIO -- OPTICAL CABLE | HUAWEI | OPTICAL CABLE PARTS DLC/PC DLC/PC MULTI-MODE 100M 2 CORES 0. |  | 0 | 0 | 0 | [7 empty] | 0 | 0
25030430 |  | Y | Active | MTR | CABLE | MTR-ALL | 1 |  |  | NETWORK | RADIO PLANNING | NW = RADIO -- CABLE | HUAWEI | WIRE 450/750V 60227 IEC 02(RV)16MM^2 BLUE 85A WITH A PACKAGE |  | 0 | 0 | 0 | [7 empty] | 0 | 0
25030431 |  | Y | Active | MTR | CABLE | MTR-ALL | 1 |  |  | NETWORK | TRANSMISSION | NW = RADIO -- DCDU | HUAWEI | ELECTRONIC¦ELECTRIC CABLE 450V/750V 60227 IEC 02(RV) 25MM^2 YELLOW/GREEN 112A CCC CE |  | 45 | 45 | 4 | [7 empty] | 0.00486 | 50
25030432 |  | Y | Active | PC | PC | EA | 1 |  |  | NETWORK | RADIO PLANNING | NW = RADIO -- DCDU | HUAWEI | WIRE 450/750V 60227 IEC 02(RV)25MM^2 BLACK 110A WITH A PACKA |  | 37 | 37 | 16 | [7 empty] | 0.008214 | 20
25030581 |  | Y | Active | MTR | CABLE | MTR-ALL | 1 |  |  | NETWORK | RADIO PLANNING | NW = RADIO -- CABLE | HUAWEI | POWER CABLE 600V/1000V ROV-K 4MM^2 BLACK JACKET(THE COLOR OF |  | 0 | 0 | 0 | [7 empty] | 0 | 0
25030586 |  | Y | Active | MTR | CABLE | MTR-ALL | 1 |  |  | NETWORK | RADIO PLANNING | NW = RADIO -- DCDU | HUAWEI | POWER CABLE 450V/750V H07Z-K UL3386 16MM^2 BLUE 107A LSZH CA |  | 37 | 37 | 10 | [7 empty] | 0.016428 | 10
25030638 |  | Y | Active | MTR | CABLE | MTR-ALL | 1 |  |  | NETWORK | RADIO PLANNING | NW = RADIO -- DCDU | HUAWEI | ELECTRONIC¦ELECTRIC CABLE 450V/750V H07Z-K UL3386 25MM^2 BLACK 138A LSZH CABLE VDE UL |  | 39 | 36 | 10 | [7 empty] | 0.0033696 | 50
25030639 |  | Y | Active | MTR | CABLE | MTR-ALL | 1 |  |  | NETWORK | RADIO PLANNING | NW = RADIO -- DCDU | HUAWEI | POWER CABLE 450V/750V H07Z-K UL3386 16MM^2 BLACK 107A LSZH C |  | 37 | 37 | 10 | [7 empty] | 0.016428 | 10
25030671 |  | Y | Active | PC | PC | EA | 1 |  |  | NETWORK | RADIO PLANNING | NW = RADIO -- CABLE | HUAWEI | POWER CABLE 300V UL2464 2X12AWG BLACK(2CORES:BLUE BLACK) 30A |  | 0 | 0 | 0 | [7 empty] | 0 | 0
25030708 |  | Y | Active | PC | CABLE | PC-ALL | 1 |  |  | NETWORK | RADIO PLANNING | NW = TX -- IP - CABLE | HUAWEI | POWER CABLE 600V UL3386 2.5MM^2 14AWG BLUE 28.5A XLPE FOR OE |  | 40 | 40 | 2 | [7 empty] | 0.00384 | 50
25030709 |  | Y | Active | PC | PC | EA | 1 |  |  | NETWORK | TRANSMISSION | NW = TX -- CABLE | UNKNOWN | POWER CABLE 2.5MM |  | 29 | 4 | 2 | [7 empty] | 2.784e-05 | 500
25030719 |  | Y | Active | MTR | CABLE | MTR-ALL | 1 |  |  | NETWORK | RADIO PLANNING | NW = EM -- POWER - CABLE | HUAWEI | ELECTRONIC¦ELECTRIC CABLE 450V/750V H07Z-K UL3386 25MM^2 RED 138A LSZH CABLE VDE UL |  | 39 | 36 | 10 | [7 empty] | 0.0033696 | 50
25030891 |  | Y | Active | PC | PC | EA | 1 |  |  | NETWORK | RADIO PLANNING | NW = RADIO -- CABLE | HUAWEI | POWER CABLE 300V UL2464 2X10AWG BLACK(2CORES:BLUE BLACK) 42. |  | 0 | 0 | 0 | [7 empty] | 0 | 0
25030893 |  | Y | Active | MTR | CABLE | MTR-ALL | 1 |  |  | NETWORK | RADIO PLANNING | NW = RADIO -- CABLE | HUAWEI | POWER CABLE 600V/1000V ZA-YJV 5X10MM^2 BLACK(5CORES:YELLOW G |  | 37 | 36 | 20 | [7 empty] | 0.007992 | 20
25050014 |  | Y | Active | MTR | CABLE | MTR-100 | 1 |  |  | NETWORK | RADIO PLANNING | NW = RADIO -- CABLE | HUAWEI | TWISTED-PAIR CABLE 100OHM CATEGORY 5E UTP 0.51MM 24AWG 8CORE |  | 26 | 26 | 6 | [7 empty] | 0.0016224 | 50
25070018 |  | Y | Active | PC | CABLE | PC-ALL | 1 |  |  | NETWORK | RADIO PLANNING | NW = RADIO -- CABLE | HUAWEI | COAXIAL CABLE SMOOTH COPPER TUBE 50OHM 39.4MM 32.2MM 13MM BL |  | 35 | 35 | 4 | [7 empty] | 0.0294 | 5
25070076 |  | Y | Active | PC | PC | EA | 1 |  |  | NETWORK | RADIO PLANNING | NW = RADIO -- CABLE | HUAWEI | RF CABLE COPPER-CLAD ALUMINIUM WIRE 50OHM 13.5MM 8.7MM 3.55M |  | 0 | 0 | 0 | [7 empty] | 0 | 0
25070149 |  | Y | Active | PC | PC | EA | 1 |  |  | NETWORK | RADIO PLANNING | NW = RADIO -- CABLE | HUAWEI | COAXIAL CABLE COPPER-CLAD ALUMINIUM WIRE 50OHM 7.6MM 4.8MM |  | 0 | 0 | 0 | [7 empty] | 0 | 0
25070153 |  | Y | Active | MTR | CABLE | MTR-ALL | 1 |  |  | NETWORK | RADIO PLANNING | NW = RADIO -- CABLE | HUAWEI | COAXIAL CABLE SMOOTH COPPER TUBE 50OHM 28MM 22.2MM 9.0MM BLA |  | 90 | 90 | 4 | [7 empty] | 0.0972 | 10
2514 |  | Y | Active | PC | PC | EA | 1 |  |  | FACILITY | SALE FACILITY | FACILITY = SELF SERVICE | HOI | SSM (Self-Services Machine) |  | 0 | 0 | 0.072 | [7 empty] | 0 | 0
25468-005 |  | Y | Passive | PC | PC | EA | 1 |  |  | NETWORK | RADIO PLANNING | NW = RADIO -- ANTENNA | ADC | ADC M72-10-0 - 870-960 |  | 253.6 | 49.8 | 9.8 | [7 empty] | 0.075776 | 20
260_2596_02 |  | Y | Active | PC | PC | EA | 1 |  |  | Facility | SALES FACILITY | FACILITY = IT -- MODULE | SUN microsystem | Module WITH 10 CARD |  | 0 | 0 | 0 | [7 empty] | 0 | 0
262080101 |  | Y | Active | PC | PC | EA | 1 |  |  | FACILITY | BUILDING FACILITY | FACILITY = ACCESSORY | STEELCASE JERAISY LT | HORIZONTAL PACKAGE W800 TOPCAP PAINT -00ZW-EARL SNOW CHANGE |  | 0 | 0 | 0 | [7 empty] | 0 | 0
262080111 |  | Y | Active | PC | PC | EA | 1 |  |  | FACILITY | BUILDING FACILITY | FACILITY = ACCESSORY | STEELCASE JERAISY LT | 1TR0608UCFC-FABRIC CVRD CR H600XW800SKIN SENTRA PAINT 00ZW-P |  | 0 | 0 | 0 | [7 empty] | 0 | 0
262080121 |  | Y | Active | PC | PC | EA | 1 |  |  | FACILITY | BUILDING FACILITY | FACILITY = ACCESSORY | STEELCASE JERAISY LT | 1TR0808UCFC-FABRIC CVRD CB H800XW800 SKIN SENTRA PAINT 00ZW- |  | 0 | 0 | 0 | [7 empty] | 0 | 0
262080131 |  | Y | Active | PC | PC | EA | 1 |  |  | FACILITY | BUILDING FACILITY | FACILITY = ACCESSORY | STEELCASE JERAISY LT | CONSOL PLAIN W800 W/ SPL ELECT ZAIN PAINT 00ZW PEARL SNOW |  | 0 | 0 | 0 | [7 empty] | 0 | 0
262080141 |  | Y | Active | PC | PC | EA | 1 |  |  | FACILITY | BUILDING FACILITY | FACILITY = ACCESSORY | STEELCASE JERAISY LT | CONSOL PLAIN W800 W/ SPL ELECT ZAIN PAINT 00ZW PEARL SNOW |  | 0 | 0 | 0 | [7 empty] | 0 | 0
262080151 |  | Y | Active | PC | PC | EA | 1 |  |  | FACILITY | BUILDING FACILITY | FACILITY = ACCESSORY | STEELCASE JERAISY LT | TRIAD PANEL INLINE JUNCTION H1100-PAINT-00ZW-PEARL SNOW |  | 0 | 0 | 0 | [7 empty] | 0 | 0
262080161 |  | Y | Active | PC | PC | EA | 1 |  |  | FACILITY | BUILDING FACILITY | FACILITY = ACCESSORY | STEELCASE JERAISY LT | CANTILEVER W/ TIE PLATE TRIAD PANEL PAINT-0835/00NO-BLACK |  | 0 | 0 | 0 | [7 empty] | 0 | 0
262080171 |  | Y | Active | PC | PC | EA | 1 |  |  | FACILITY | BUILDING FACILITY | FACILITY = ACCESSORY | STEELCASE JERAISY LT | 1TRWPC-SIDE SUPPORT BKT-TRIAD WKSF PAINT 00ZW-PEARL SNOW |  | 0 | 0 | 0 | [7 empty] | 0 | 0
262080181 |  | Y | Active | PC | PC | EA | 1 |  |  | FACILITY | BUILDING FACILITY | FACILITY = WOODEN PANEL | STEELCASE JERAISY LT | 1SE600EPNL-WOODEN END PANEL W600MM ENSENTRA PAINT 00ZW-PEA |  | 0 | 0 | 0 | [7 empty] | 0 | 0
262080191 |  | Y | Active | PC | PC | EA | 1 |  |  | FACILITY | BUILDING FACILITY | FACILITY = ACCESSORY | STEELCASE JERAISY LT | ENSENTRA X-JUNCTION H1100 PAINT-00ZW -PEARL SNOW |  | 0 | 0 | 0 | [7 empty] | 0 | 0
262080201 |  | Y | Active | PC | PC | EA | 1 |  |  | FACILITY | BUILDING FACILITY | FACILITY = ACCESSORY | STEELCASE JERAISY LT | ENSENTRA FOR JUNCTION H11OO- PAINT 00ZW-PEARL SNOW |  | 0 | 0 | 0 | [7 empty] | 0 | 0
262080211 |  | Y | Active | PC | PC | EA | 1 |  |  | FACILITY | BUILDING FACILITY | FACILITY = ACCESSORY | STEELCASE JERAISY LT | 1TR0806WS-STRAIGHT WORKSURFACE 800X600 LAMINATE FINISHES 127 |  | 0 | 0 | 0 | [7 empty] | 0 | 0
262080221 |  | Y | Active | PC | PC | EA | 1 |  |  | FACILITY | BUILDING FACILITY | FACILITY = ACCESSORY | STEELCASE JERAISY LT | SIDE SUPORT BKT |  | 0 | 0 | 0 | [7 empty] | 0 | 0
262080231 |  | Y | Active | PC | PC | EA | 1 |  |  | FACILITY | BUILDING FACILITY | FACILITY = ACCESSORY | STEELCASE JERAISY LT | MOBILE PED BOX+BOX+FILE PAINT-00ZW-PEARL SNOW |  | 0 | 0 | 0 | [7 empty] | 0 | 0
265710240 |  | Y | Active | PC | PC | PC | 1 |  |  | NETWORK | RADIO PLANNING | NW = RADIO -- ACCESSORY | UNKNOWN | #N/A |  | 0 | 0 | 0 | [7 empty] | 0 | 0
265820200 |  | Y | Active | PC | PC | EA | 1 |  |  | FACILITY | BUILDING FACILITY | FACILITY = ACCESSORY | STEELCASE JERAISY LT | CENTER SUPPORT PANEL TRIAD PANEL - PAINT - 4794-VANADIUM |  | 0 | 0 | 0 | [7 empty] | 0 | 0
265986-003 |  | Y | Active | PC | PC | EA | 1 |  |  | IT | IT INFRASTRUCTURE | IT = MOUSE | HP | computer mouse |  | 0 | 0 | 0 | [7 empty] | 0 | 0
27010391 |  | Y | Passive | PC | PC | EA | 1 |  |  | NETWORK | RADIO PLANNING | NW = RADIO -- ANTENNA | HUAWEI | DX-806-960-65-18i-0F |  | 119 | 17.5 | 6 | [7 empty] | 0.04165 | 6
27010419 |  | Y | Passive | PC | PC | EA | 1 |  |  | NETWORK | RADIO PLANNING | NW = RADIO -- ANTENNA | AGISSON | DX-806-960-65-18i-0F |  | 257 | 29 | 9.5 | [7 empty] | 0.14906 | 6
27010478 |  | Y | Active | PC | PC | EA | 1 |  |  | NETWORK | TRANSMISSION | NW = TX -- MW - ANTENNA | HUAWEI | ANTENNA A15S06HD 14.4GHZ~15.35GHZ 36.8DBI 2.42DEG SINGLE WIT |  | 230 | 30 | 10 | [7 empty] | 0.1656 | 5
27010482 |  | Y | Active | PC | PC | EA | 1 |  |  | NETWORK | RADIO PLANNING | NW = TX -- MW - ANTENNA | HUAWEI | ANTENNA 17.7GHZ~19.7GHZ 38.8DBI 1.87DEG SINGLE WITH BRACKET |  | 32 | 20 | 9 | [7 empty] | 0.0384 | 2
27010533 |  | Y | Active | PC | PC | EA | 1 |  |  | NETWORK | TRANSMISSION | NW = MW -- MW ANT -- 0.3 M | ANDREW | MW ANTENNA: 35KPA(5PSL)-38GHZ. 0.3M |  | 120 | 80 | 1 | [7 empty] | 0.144 | 8
27010547 |  | Y | Passive | PC | PC | EA | 1 |  |  | NETWORK | RADIO PLANNING | NW = RADIO -- ANTENNA | AGISSON | DXX-824-960/1710-2170-65/65-17.5i/18i-M/M |  | 193 | 26 | 14 | [7 empty] | 0.10036 | 6
27010575 |  | Y | PASSIVE | PC | PC | PC | 1 |  |  | NETWORK | RADIO PLANNING | NW = RADIO -- ANTENNA | HUAWEI | DX-1710-2170-65-18i-M |  | 1306 | 155 | 79 | [7 empty] | 4.0486 | 6
27010596 |  | Y | Passive | PC | PC | EA | 1 |  |  | NETWORK | RADIO PLANNING | NW = RADIO -- GPS ANT | HUAWEI | GPS Antenna 1575.42 +/- 1.023MHZ 38dBi Right Circularly Polarized Omni 0W 0Deg-N/Female |  | 16 | 8 | 56 | [7 empty] | 0.00768 | 2
27010653 |  | Y | Passive | PC | PC | EA | 1 |  |  | NETWORK | RADIO PLANNING | NW = RADIO -- ANTENNA | AGISSON | ANTEENA (DX-1710-2170-6519-5I-M) |  | 10 | 15 | 200 | [7 empty] | 0.003 | 6
27010769 |  | Y | Passive | PC | PC | EA | 1 |  |  | NETWORK | RADIO PLANNING | NW = RADIO -- ANTENNA | HUAWEI | DXX -1710-2690-65-18i-MM |  | 140 | 30 | 9.5 | [7 empty] | 0.084 | 6
27010878 |  | Y | Passive | PC | PC | EA | 1 |  |  | NETWORK | RADIO PLANNING | NW = RADIO -- ANTENNA | AGISSON | AGISSON DX-1710-2200-65 -A19451811 |  | 131 | 16 | 10 | [7 empty] | 0.04192 | 6
27010879-001 |  | Y | Passive | PC | PC | EA | 1 |  |  | NETWORK | RADIO PLANNING | NW = RADIO -- ANTENNA | HUAWEI | DX-1710-2200-65-19.5i-M |  | 195.4 | 16 | 9 | [7 empty] | 0.062528 | 6
27010881 |  | Y | Passive | PC | PC | EA | 1 |  |  | NETWORK | RADIO PLANNING | NW = RADIO -- ANTENNA | AGISSON | DIRECTIONAL ANTENNA DXX-790-960/1710-2180-65/65-17.5I/18.5I- |  | 253 | 26 | 14 | [7 empty] | 0.13156 | 6
27010881-001 |  | Y | Active | PC | PC | EA | 1 |  |  | NETWORK | RADIO PLANNING | NW = RADIO -- ANTENNA | Huawei | DXX-790-960/1710-2180-65/65-17.5i/18.5i |  | 0 | 0 | 0.092 | [7 empty] | 0 | 6
27010888-002 |  | Y | Active | PC | PC | EA | 1 |  |  | NETWORK | RADIO PLANNING | NW = RADIO -- ANTENNA | HUAWEI | DXX-1710-2200/1710-2200-65/65-19.5i/19.5i-M/M |  | 217 | 34 | 40 | [7 empty] | 0.14756 | 6
27010896 |  | Y | Passive | PC | PC | EA | 1 |  |  | NETWORK | RADIO PLANNING | NW = RADIO -- ANTENNA | AGISSON | ANTENNA-DXXX-790-960/1710-2180/1710-2180-65/65/65-17.5I/17.5 |  | 268 | 26 | 14 | [7 empty] | 0.041808 | 20
27010896-001 |  | Y | Active | PC | PC | EA | 1 |  |  | NETWORK | RADIO PLANNING | NW = RADIO -- ANTENNA | HUAWEI | DXXX-790-960/1710-2180/1710-2180-65/65/65-17i/17i/17i-M/M/MB |  | 280 | 30 | 450 | [7 empty] | 0.168 | 6
27010946-001 |  | Y | Active | PC | PC | EA | 1 |  |  | NETWORK | RADIO PLANNING | NW = RADIO -- ANTENNA | HUAWEI | XXPol Panel 824–960/1710–2180 C 65°/65° 16/18.5dB |  | 267 | 45 | 40 | [7 empty] | 0.2403 | 6
27010946-003 |  | Y | Active | PC | PC | EA | 1 |  |  | NETWORK | RADIO PLANNING | NW = RADIO -- ANTENNA | HUAWEI | DXX-790-960/1710-2180-65/65-17.5i/18.5i-M/M-R |  | 253 | 26 | 14 | [7 empty] | 0.13156 | 6
27010997-001 |  | Y | Active | PC | PC | EA | 1 |  |  | NETWORK | RADIO PLANNING | NW = RADIO -- ANTENNA | Huawei | Directional Antenna,DXX-1710-2690/1710-2690-65/65-18i/18i-M/M-R,Downtilt kit 27150232 packed separately,4*7/16DIN Female |  | 90 | 29.9 | 10.9 | [7 empty] | 0.05382 | 6
27011011 |  | Y | Active | PC | PC | EA | 1 |  |  | NETWORK | RADIO PLANNING | NW = RADIO -- ANTENNA | AGISSON | DXXX-790-960/1710-2690/1710-2690-65/65/65-16i/18i/18i-M/M/M- |  | 220 | 38 | 40 | [7 empty] | 0.1672 | 6
27011011-001 |  | Y | Active | PC | PC | EA | 1 |  |  | NETWORK | RADIO PLANNING | NW = RADIO -- ANTENNA | HUAWEI | DXXX-790-960/1710-2690/1710-2690-65/65/65-16i/18i/18i-M/M/M- |  | 200 | 35 | 349 | [7 empty] | 0.14 | 6
27011115 |  | Y | Passive | PC | PC | EA | 1 |  |  | NETWORK | RADIO PLANNING | NW = RADIO -- ANTENNA | HUAWEI | DXXX-1710-2690/1710-2690/1710-2690-65/65/65-18I/18I/18I-M/M |  | 144 | 45 | 12 | [7 empty] | 0.1296 | 6
27011115_BRKT |  | Y | Active | PC | BOX | BOX-ALL | 1 |  |  | NETWORK | RADIO PLANNING | NW = RADIO -- ANT BRACKET |  | AGISSON DXXX-790-960/1710-2180 (Bracket) |  | 0 | 0 | 0 | [7 empty] | 0 | 0
27011115-001 |  | Y | Passive | PC | PC | EA | 1 |  |  | NETWORK | RADIO PLANNING | NW = RADIO -- ANTENNA | HUAWEI | DXXX-1710-2690/1710-2690/1710-2690-65/65/65-18i/18i/18i-M/M/M packed separately |  | 144 | 45 | 12 | [7 empty] | 0.1296 | 6
2701115-001 |  | Y | Active | PC | PC | EA | 1 |  |  | NETWORK | RADIO PLANNING | NW = RADIO -- ANTENNA | HUAWEI | RF ANTENNA |  | 12 | 44 | 145 | [7 empty] | 0.01056 | 6
27011153 |  | Y | Passive | PC | PC | EA | 1 |  |  | NETWORK | RADIO PLANNING | NW = RADIO -- ANTENNA | HUAWEI | DX-790-960-65-17.5i-M |  | 253 | 26 | 14 | [7 empty] | 0.13156 | 6
27011153-001 |  | Y | Passive | PC | PC | EA | 1 |  |  | NETWORK | RADIO PLANNING | NW = RADIO -- ANTENNA | HUAWEI | DX-790-960-65-17.5i-M packed separately |  | 253 | 26 | 14 | [7 empty] | 0.13156 | 6
27011153-001_BRKT |  | Y | Active | PC | BOX | BOX-ALL | 1 |  |  | NETWORK | RADIO PLANNING | NW = RADIO -- ANT BRACKET |  | HUAWEI DX-790-960-65-17-5i-M (Bracket) |  | 0 | 0 | 0 | [7 empty] | 0 | 0
27011265 |  | Y | Active | PC | PC | EA | 1 |  |  | NETWORK | RADIO PLANNING | NW = RADIO -- ANTENNA | HUAWEI | DXXXXX-698-690/1710-2690 |  | 268.8 | 34.9 | 349 | [7 empty] | 0.18762 | 6
27011265-001 |  | Y | Passive | PC | PC | EA | 1 |  |  | NETWORK | RADIO PLANNING | NW = RADIO -- ANTENNA | HUAWEI | HUAWEL APE4517R0 27011265-001 |  | 268 | 35 | 17 | [7 empty] | 0.05628 | 20
27011433 |  | Y | Active | PC | PC | EA | 1 |  |  | NETWORK | RADIO PLANNING | NW = RADIO -- ANTENNA | HUAWEI | DXX 2MX-1710-2690-33-20.5i-M-R 4*7/16 |  | 150 | 38 | 349 | [7 empty] | 0.114 | 6
27011470 |  | Y | Active | PC | PC | EA | 1 |  |  | NETWORK | RADIO PLANNING | NW = RADIO -- ANTENNA | HUAWEI | Directional Antenna,DX-790-960-65-17.5i-M-R,2*7/16 DIN Femal |  | 0 | 0 | 0.085 | [7 empty] | 0 | 6
27011506 |  | Y | Active | PC | PC | EA | 1 |  |  | NETWORK | RADIO PLANNING | NW = RADIO -- ANTENNA | HUAWEI | DX-690-960-65-17.5i-M-R |  | 253 | 30 | 15 | [7 empty] | 0.1518 | 6
27011506-001 |  | Y | ACTIVE | PC | PC | PC | 1 |  |  | NETWORK | RADIO PLANNING | NW = RADIO -- ANTENNA | HUAWEI | DX-690-960-65-17.5i-M-R,2*4.3-10 Female,Downtilt kit 27150243 packed separately |  | 2580 | 590 | 169 | [7 empty] | 30.444 | 6
27011528 |  | Y | Active | PC | PC | EA | 1 |  |  | NETWORK | RADIO PLANNING | NW = RADIO -- ANTENNA | HUAWEI | DXX-690-960/1710-2690-65/65-17i/18i-M/M-R |  | 199 | 35 | 17 | [7 empty] | 0.1393 | 6
27011534 |  | Y | Active | PC | PC | PC | 1 |  |  | NETWORK | RADIO PLANNING | NW = RADIO -- ANTENNA | HUAWEI | ANTENNA DXXX-690-960/1710-2690/1710-2690-65/65/65-17I/18I/18 |  | 252 | 36 | 18 | [7 empty] | 0.18144 | 6
27011681 |  | Y | Active | PC | PC | EA | 1 |  |  | NETWORK | RADIO PLANING | NW = RADIO -- GPS ANT | HUAWEI | GPS ANTENNA (TRACKER) |  | 0 | 0 | 0.001 | [7 empty] | 0 | 0
27011838 |  | Y | Active | PC | PC | EA | 1 |  |  | NETWORK | RADIO PLANNING | NW = RADIO -- ANTENNA | HUAWEI | DXXXXX-2*(1710-2170)(UP)/690-960(DOWN)/2*(2500-2690)(DOWN)-65/65/65/65/65-17i/17i/16i/17.5i/17.5i-R |  | 202 | 36 | 29 | [7 empty] | 0.14544 | 6
27011866 |  | Y | PASSIVE | PC | PC | PC | 1 |  |  | NETWORK | RADIO PLANNING | NW = RADIO -- ANTENNA | HUAWEI | DX-1710-2200-65-18i-M,2*4.3-10 Female,Downtilt kit packed separately |  | 1311 | 155 | 89 | [7 empty] | 4.0641 | 6
27011881 |  | Y | Active | PC | PC | EA | 1 |  |  | NETWORK | RADIO PLANNING | NW = RADIO -- ANTENNA | HUAWEI | DX-1710-2690-65-18i-M-R |  | 150 | 16 | 155 | [7 empty] | 0.048 | 6
27011883 |  | Y | Active | PC | PC | EA | 1 |  |  | NETWORK | RADIO PLANNING | NW = RADIO -- ANTENNA | HUAWEI | DXXX-1710-2690/1710-2690/1710-2690-65/65/65-18i/18i/18i-M/M/ |  | 136 | 38 | 10 | [7 empty] | 0.10336 | 6
27011886 |  | Y | Passive | PC | PC | EA | 1 |  |  | NETWORK | RADIO PLANNING | NW = RADIO -- ANTENNA | HUAWEI | DXXX-1710-2690/1710-2690/1710-2690-65/65-18i/18i-M/M/M |  | 153 | 38 | 282 | [7 empty] | 0.11628 | 6
27011912-002 |  | Y | Passive | PC | PC | EA | 1 |  |  | NETWORK | RADIO PLANNING | NW = RADIO -- ANTENNA | HUAWEI | DXX-790-960/1710-2690-65/65-17i/18i-M/M |  | 250 | 28 | 259 | [7 empty] | 0.14 | 6
27011919 |  | Y | ACTIVE | PC | PC | EA | 1 |  |  | NETWORK | RADIO PLANNING | NW = RADIO -- ANTENNA | HUAWEI | DX-690-960-33-20.5i-M-R,2*7/16 DIN/Female,Downtilt kit packed 27150498 separately |  | 2580 | 590 | 169 | [7 empty] | 30.444 | 6
27011934 |  | Y | Active | PC | PC | EA | 1 |  |  | NETWORK | RADIO PLANNING | NW = RADIO -- ANTENNA | HUAWEI | DXX-790-960/1710-2200-65/33-16i/19.5i |  | 202 | 36 | 18 | [7 empty] | 0.14544 | 6
27011965 |  | Y | Active | PC | PC | EA | 1 |  |  | NETWORK | RADIO PLANNING | NW = RADIO -- ANTENNA | UNKNOWN | DXXXX-690-960/690-960/1695-2690/1695-2690-65/65/65/65 |  | 265 | 40 | 429 | [7 empty] | 0.212 | 6
27011965-001 |  | Y | Active | PC | PC | EA | 1 |  |  | NETWORK | RADIO PLANNING | NW = RADIO -- ANTENNA | Huawei | DXX-790-960/1710-2180-65/65-17.5i/18.5i |  | 0 | 0 | 0.092 | [7 empty] | 0 | 6
27011968 |  | Y | Active | PC | PC | EA | 1 |  |  | NETWORK | RADIO PLANNING | NW = RADIO -- ANTENNA | HUAWEI | DXX-690-960/690-960-65/65-17i/17i-M/M-R |  | 265 | 44 | 429 | [7 empty] | 0.2332 | 6
27012731 |  | Y | Passive | PC | PC | EA | 1 |  |  | NETWORK | RADIO PLANNING | NW = RADIO -- ANTENNA | Nokia | HUAWEL-AOC4518R3V06-D8X-690-862-16PORT |  | 276.9 | 36.9 | 14.9 | [7 empty] | 0.061306 | 20
27030115 |  | Y | Passive | PC | PC | EA | 1 |  |  | NETWORK | RADIO PLANNING | NW = RADIO -- COMBINER | HUAWEI | Outdoor Combiner,DC-1710-1880/1920-2200-01,6*7/16 DIN Female(Long Neck) |  | 16 | 15.4 | 10.3 | [7 empty] | 0.004928 | 6
27030116 |  | Y | Passive | PC | PC | EA | 1 |  |  | NETWORK | RADIO PLANNING | NW = RADIO -- COMBINER | HUAWEI | Outdoor Combiner DC-790-862/880-960-01 6*7/16 DIN Female |  | 18 | 21 | 210 | [7 empty] | 0.00756 | 6
27030772 |  | Y | Passive | PC | PC | EA | 1 |  |  | NETWORK | RADIO PLANNING | NW = RADIO -- COMBINER | HUAWEI | Outdoor Combiner DC-790-862/880-960-01 6*4.3-10 Female |  | 18 | 21 | 10.7 | [7 empty] | 0.00756 | 6
27030861 |  | Y | PASSIVE | PC | PC | EA | 1 |  |  | NETWORK | RADIO PLANNING | NW = RADIO -- COMBINER | HUAWEI | Outdoor Combiner,DC-690-862/880-960-11,6*4.3-10 Female |  | 180 | 210 | 107 | [7 empty] | 0.756 | 6
2704823 |  | Y | Active | PC | PC | EA | 1 |  |  | NETWORK | TRANSMISSION | NW = TX -- MW - ANTENNA | HUAWEI | ANTENNA 17.7GHZ~19.7GHZ 32.8DBI 3.74DEG SINGLE WITH BRACKET |  | 40 | 20 | 10 | [7 empty] | 0.0096 | 10
27100024 |  | Y | Active | PC | PC | EA | 1 |  |  | NETWORK | RADIO PLANNING | NW = RADIO -- TMA | HUAWEI | TRIPLEX TOWER MOUNTED AMPLIFIER WCDMA&GSM TX:925-960MHZ RX:8 |  | 40 | 27 | 20 | [7 empty] | 0.01296 | 10
27100039 |  | Y | ACTIVE | PC | PC | EA | 1 |  |  | NETWORK | RADIO PLANNING | NW = RADIO -- TMA | HUAWEI | Triplex Tower Mounted Amplifier Module-DTMA2100-WCDMA NodeB-TX:2110-2170MHz;RX:1920-1980MHz |  | 2535 | 259 | 135 | [7 empty] | 13.1313 | 6
27100042 |  | Y | Active | PC | PC | EA | 1 |  |  | NETWORK | RADIO PLANNING | NW = RADIO -- TMA | HUAWEI | Triplex TMA-WCDMA NodeB-AISG2.0-TX:925~960MHz RX:880~915MHz-12dB-1.8dB-DIN Female-Double unit |  | 32 | 27 | 210 | [7 empty] | 0.01728 | 6
27100046 |  | Y | Active | PC | PC | EA | 1 |  |  | NETWORK | RADIO PLANNING | NW = RADIO -- TMA | Huawei | Triplex Tower Mounted Amplifier,ATA212001,DTMA-2100-12dB-2NodeBport2ANTport-AISG/CWA,RX:1920--1980MHz; TX:2110--2170MHz |  | 32 | 25 | 8 | [7 empty] | 0.0096 | 10
27100050 |  | Y | Active | PC | PC | EA | 1 |  |  | NETWORK | RADIO PLANNING | NW = RADIO -- TMA | HUAWEI | DTMA 900MHZ |  | 253.5 | 25.9 | 259 | [7 empty] | 0.13131 | 6
27100051 |  | Y | Active | PC | PC | PC | 1 |  |  | NETWORK | RADIO PLANNING | NW = RADIO -- ACCESSORY | UNKNOWN | #N/A |  | 0 | 0 | 0 | [7 empty] | 0 | 0
27100060 |  | Y | Active | PC | PC | PC | 1 |  |  | NETWORK | RADIO PLANNING | NW = RADIO -- TMA | HUAWEI | TMA ATA182001 |  | 0 | 0 | 0 | [7 empty] | 0 | 0
27150001 |  | Y | Active | PC | PC | EA | 1 |  |  | NETWORK | RADIO PLANNING | NW = RADIO -- ANTENNA | HUAWEI | ANTENNA FEEDER ACCESSORY THRU-WALL ENCAPSULED WIRING WINDOW |  | 45 | 45 | 14 | [7 empty] | 0.0243 | 10
27150030 |  | Y | Active | PC | PC | EA | 1 |  |  | NETWORK | RADIO PLANNING | NW = RADIO -- ANT ACCESSORY | HUAWEI | SMART BLAS TEC |  | 14 | 5 | 5 | [7 empty] | 0.00105 | 8
27150067 |  | Y | Active | PC | PC | EA | 1 |  |  | NETWORK | RADIO PLANNING | NW = MW -- ODU | HUAWEI | ODU GROUNDING |  | 20 | 20 | 3 | [7 empty] | 0.008 | 6
27150068 |  | Y | Active | PC | PC | EA | 1 |  |  | NETWORK | RADIO PLANNING | NW = RADIO -- ACCESSORY | HUAWEI | ARCU2004 |  | 7 | 21 | 2 | [7 empty] | 0.003528 | 5
27150086 |  | Y | Active | PC | PC | EA | 1 |  |  | NETWORK | RADIO PLANNING | NW = RADIO -- FEEDER | HUAWEI | ANTENNA FEEDER ACCESSORIES FIXING CLIP WHICH CAN LOCKED 3PCS |  | 18 | 5 | 4 | [7 empty] | 0.00108 | 10
27150088 |  | Y | Active | PC | PC | PC | 1 |  |  | NETWORK | RADIO PLANNING | NW = RADIO -- MODULE | HUAWEI | ARCU2004 |  | 0 | 0 | 0 | [7 empty] | 0 | 0
27150113 |  | Y | Active | PC | PC | EA | 1 |  |  | NETWORK | RADIO PLANNING | NW = RADIO -- FEEDER | HUAWEI | ANTENNA FEEDER ACCESSORIES CABLE FIXING CLIP FOR GPS FEEDER |  | 38 | 35 | 15 | [7 empty] | 0.03192 | 5
27150136 |  | Y | Active | PC | PC | EA | 1 |  |  | NETWORK | RADIO PLANNING | NW = RADIO -- RCU | HUAWEI | ARCU02004 |  | 18 | 6 | 4 | [7 empty] | 0.0002592 | 50
27150136-006 |  | Y | Active | PC | PC | EA | 1 |  |  | NETWORK | RADIO PLANNING | NW = RADIO -- RCU | HUAWEI | ARCU02004v01 |  | 8 | 19 | 35 | [7 empty] | 0.00304 | 6
27150150 |  | Y | Active | PC | PC | EA | 1 |  |  | NETWORK | RADIO PLANNING | NW = RADIO -- ANT ACCESSORY | HUAWEI | SBT-690 |  | 60 | 25 | 45 | [7 empty] | 0.03 | 6
2815071001 |  | Y | Active | PC | PC | EA | 1 |  |  | NETWORK | RADIO PLANNING | NW = RADIO -- ACCESSORY | NOKIA SIEMENS NETWORK | NET ACT-NV CONN.MEDIA PACK & MANUAL (CD ROM) |  | 23 | 17 | 5 | [7 empty] | 0.004692 | 10
2829 |  | Y | Active | PC | PC | EA | 1 |  |  | NETWORK | RADIO PLANNING | NW = RADIO -- CABINET | SUN | TNMS AND NETVIEWER RICK CABINET #3433 |  | 0 | 0 | 0.51 | [7 empty] | 0 | 0
2830 |  | Y | Active | PC | PC | EA | 1 |  |  | NETWORK | RADIO PLANNING | NW = RADIO -- CABINET | RITTAL | TNMS AND NETVIEWER RICK CABINET #3433 |  | 0 | 0 | 0.51 | [7 empty] | 0 | 0
28707.001 |  | Y | Active | PC | PC | EA | 1 |  |  | NETWORK | RADIO PLANNING | NW = RADIO -- ANTENNA | Nokia | CEL WAVE DCS VTILT-XPOL-1.6M |  | 135 | 33 | 13 | [7 empty] | 0.02673 | 20
287-3977-07 |  | Y | Active | PC | PC | EA | 1 |  |  | Facility | SALES FACILITY | IT = SERVER | Sun Microsystems | sunfire X4275 |  | 0 | 0 | 0 | [7 empty] | 0 | 0
28815.001 |  | Y | Active | PC | PC | PC | 1 |  |  | NETWORK | RADIO PLANNING | NW = RADIO -- ANTENNA | CELWAVE | CELWAVE RFS DPS60-16ESX - 824-960 |  | 135 | 33 | 13 | [7 empty] | 0.0891 | 6
288674-001 |  | Y | Active | PC | PC | EA | 1 |  |  | Facility | TECH FACILITIES OPS | FACILITY = SERVER | HP | HP Server |  | 0 | 0 | 0 | [7 empty] | 0 | 0
29041060 |  | Y | Active | PC | PC | EA | 1 |  |  | NETWORK | TRANSMISSION | NW = TX -- ACCESSORY | UNKNOWN | SIGNAL CABLE LABEL |  | 38 | 23 | 10 | [7 empty] | 0.005244 | 20
29080007 |  | Y | Active | PC | PC | EA | 1 |  |  | NETWORK | RADIO PLANNING | NW = RADIO -- LABLE | HUAWEI | GSM CABLE SUITE LABEL(POWER+CPRI+E1) |  | 35 | 29 | 0.5 | [7 empty] | 0.001218 | 100
29080025 |  | Y | Active | PC | PC | EA | 1 |  |  | NETWORK | RADIO PLANNING | NW = RADIO -- LABLE | HUAWEI | MBTS DBS CABLE SUITE LABEL |  | 30 | 22 | 0.5 | [7 empty] | 0.000792 | 100
2912PT6 |  | Y | Active | PC | PC | EA | 1 |  |  | IT | IT INFRASTRUCTURE | IT = LAPTOP | LENOVO | Laptop |  | 0 | 0 | 0 | [7 empty] | 0 | 0
2912RH1 |  | Y | Active | PC | PC | EA | 1 |  |  | IT | IT INFRASTRUCTURE | IT = LAPTOP | LENOVO | LAPTOP |  | 0 | 0 | 0 | [7 empty] | 0 | 0
293765-001 |  | Y | Active | PC | PC | EA | 1 |  |  | Facility | TECH FACILITIES OPS | FACILITY = SERVER | HP | HP Server |  | 0 | 0 | 0 | [7 empty] | 0 | 0
29529.001 |  | Y | Active | PC | PC | EA | 1 |  |  | NETWORK | RADIO PLANNING | NW = RADIO -- ANTENNA | CELWAVE | CEL WAVE BASIC 900\1800 - 870-960 |  | 135 | 33 | 13 | [7 empty] | 0.02673 | 20
3051122 |  | Y | Active | PC | PC | PC | 1 |  |  | NETWORK | RADIO PLANNING | NW = RADIO -- BSC/RNC - BOARD | HUAWEI | PARC WP11OIUA 1-PORT CHANNELIZED OPTICAL INTERFACE UNIT |  | 0 | 0 | 0 | [7 empty] | 0 | 0
3053706 |  | Y | Active | PC | PC | EA | 1 |  |  | NETWORK | TRANSMISSION | NW = TX -- FIX - BOARD | HUAWEI | SYSTEM CONTROL AND PACKET SWITCH BOARD |  | 22 | 20 | 3 | [7 empty] | 0.000528 | 100
3053947 |  | Y | Active | PC | PC | EA | 1 |  |  | NETWORK | RADIO PLANNING | NW = RADIO -- UMPT | HUAWEI | UMPT |  | 28 | 14 | 0 | [7 empty] | 0.00784 | 6
3054295 |  | Y | Active | PC | PC | PC | 1 |  |  | NETWORK | RADIO PLANNING | NW = RADIO -- AWARE UNIT | HUAWEI | EVOLVED SERVICE AWARE UNIT |  | 40 | 24 | 6 | [7 empty] | 0.0288 | 4
3054885 |  | Y | Active | PC | PC | EA | 1 |  |  | NETWORK | RADIO PLANNING | NW = RADIO -- UMPTB1 | HUAWEI | UMPTB1 |  | 30 | 16 | 2 | [7 empty] | 0.0096 | 6
3054886 |  | Y | Active | PC | PC | PC | 1 |  |  | NETWORK | RADIO PLANNING | NW = RADIO -- BOARD | UNKNOWN | UMPT |  | 30 | 16 | 2 | [7 empty] | 0.0096 | 6
3057155 |  | Y | Active | PC | PC | PC | 1 |  |  | NETWORK | RADIO PLANNING | NW = RADIO -- BOARD | UNKNOWN | WD2DUBBPE40 |  | 0 | 0 | 0 | [7 empty] | 0 | 0
3057252 |  | Y | Active | PC | PC | EA | 1 |  |  | NETWORK | RADIO PLANNING | NW = RADIO -- BOARD |  | UMPTe2 |  | 0 | 0 | 0 | [7 empty] | 0 | 0
30909533 |  | Y | Active | PC | PC | EA | 1 |  |  | Facility | SALES FACILITY | IT = SERVER | SUN microsystems | server SUN |  | 0 | 0 | 0 | [7 empty] | 0 | 0
314-329/56A |  | Y | Active | PC | PC | EA | 1 |  |  | NETWORK | RADIO PLANNING | NW = TX -- PATCH CORD | GIGAMEDIA | FTP PATCH CORD COMPLIANT WITH TIA/EIA 568-A-5 CAT 5E SPECIFICATION |  | 18 | 18 | 2 | [7 empty] | 0.001944 | 20
31807564 |  | Y | Active | PC | PC | EA | 1 |  |  | Facility | SALES FACILITY | IT = SERVER | SUN microsystems | server SUN |  | 0 | 0 | 0 | [7 empty] | 0 | 0
3200MFP |  | Y | Active | PC | PC | EA | 1 |  |  | IT | IT INFRASTRUCTURE | IT = PRINTER | XEROX | PHASER 3200MFP PRINTER |  | 40 | 43 | 38 | [7 empty] | 0.0129 | 16
3200MFPV/N |  | Y | Active | PC | PC | EA | 1 |  |  | FACILITY | SALES FACILITY | FACILITY = IT -- PRINTER | HP | PRINTER |  | 39 | 36 | 44 | [7 empty] | 0.02106 | 8
320-1346-02 |  | Y | Active | PC | PC | EA | 1 |  |  | IT | IT INFRASTRUCTURE | IT = KEYBOARD | MICROSOFT | PC KEYBOARD |  | 0 | 0 | 0 | [7 empty] | 0 | 0
320-1365-02 |  | Y | Active | PC | PC | EA | 1 |  |  | IT | IT INFRASTRUCTURE | IT = KEYBOARD | SUN | KEYBOARD |  | 0 | 0 | 0 | [7 empty] | 0 | 0
320-1367-02 |  | Y | Active | PC | PC | EA | 1 |  |  | IT | IT INFRASTRUCTURE | IT = KEYBOARD | SUN | PC KEYBOARD |  | 0 | 0 | 0 | [7 empty] | 0 | 0
326528-002 |  | Y | Active | PC | PC | EA | 1 |  |  | IT | IT INFRASTRUCTURE | NW = IT -- UPS | HP | HP UPS R5500 XR |  | 90 | 63 | 27 | [7 empty] | 0.3402 | 2
326574 |  | Y | Active | PC | PC | EA | 1 |  |  | NETWORK | TRANSMISSION | NW = EM -- MODULE | HP | FUNCTIONAL MODU |  | 58 | 29 | 10 | [7 empty] | 0.020184 | 10
326574-001 |  | Y | Active | PC | PC | EA | 1 |  |  | NETWORK | TRANSMISSION | NW = EM -- MODULE | HP | FUNCTIONAL MODU |  | 59 | 29 | 10 | [7 empty] | 0.0041064 | 50
32LV300C-GA |  | Y | Active | PC | PC | EA | 1 |  |  | FACILITY | SALE FACILITY | FACILITY = LCD | LG | LG 32 Inch LCD |  | 0 | 0 | 0.009 | [7 empty] | 0 | 0
33010290 |  | Y | Active | PC | PC | EA | 1 |  |  | NETWORK | RADIO PLANNING | NW = RADIO -- DATASHEET | HUAWEI | LIQUID LEVEL SENSOR D18*64MM CABLE LENGTH 2700MM CHINESE DATASHEET WITH H4(2.5)TERMINAL |  | 9 | 5 | 9 | [7 empty] | 5.4e-05 | 100
33010323 |  | Y | Active | PC | PC | EA | 1 |  |  | NETWORK | RADIO PLANNING | NW = EM -- POWER - SENSOR | HUAWEI | TEMPERATURE SENSOR -40DEGC~80DEGC +/-1DEGC NTC |  | 14 | 5 | 4 | [7 empty] | 8.4e-05 | 100
336044_B21 |  | Y | Active | PC | PC | EA | 1 |  |  | Facility | SALES FACILITY | IT = SWITCH | HP | HP SWITCH |  | 0 | 0 | 0 | [7 empty] | 0 | 0
336045_B21 |  | Y | Active | PC | PC | EA | 1 |  |  | Facility | SALES FACILITY | IT = SWITCH | HP | HP Switch |  | 0 | 0 | 0 | [7 empty] | 0 | 0
336045-B21 |  | Y | Active | PC | PC | EA | 1 |  |  | NETWORK | CORE | NW = CORE -- ACCESSORY | NOKIA SIEMENS NETWORK | KVM PART |  | 1 | 1 | 1 | [7 empty] | 0.00012 | 1
34060286 |  | Y | Active | PC | PC | EA | 1 |  |  | NETWORK | TRANSMISSION | NW = RADIO -- FMODULE | HUAWEI | OPTICAL TRANSCEIVER ESFP 850NM 2.125GB/S(MULTI RATE) -9.5~- |  | 39 | 27 | 2 | [7 empty] | 0.00025272 | 500
34060287 |  | Y | Active | PC | PC | EA | 1 |  |  | NETWORK | TRANSMISSION | NW = RADIO -- SFP | HUAWEI | OPTICAL TRANSCEIVER SFP 1310NM STM1 -19~-14DBM -30DBM LC MM |  | 1 | 1 | 1 | [7 empty] | 0.00012 | 1
34060290 |  | Y | Active | PC | PC | EA | 1 |  |  | NETWORK | RADIO PLANNING | NW = RADIO -- SFP | HUAWEI | OPTICAL TRANSCEIVER ESFP 1310NM 1.25GB/S -9.5~-3DBM -20DBM L |  | 0 | 0 | 0 | [7 empty] | 0 | 0
34060321 |  | Y | Active | PC | PC | EA | 1 |  |  | NETWORK | Radio Planning | NW = RADIO -- SFP | HUAWEI | SFP |  | 0 | 0 | 0 | [7 empty] | 0 | 0
34060365 |  | Y | Active | PC | PC | EA | 1 |  |  | NETWORK | RADIO PLANNING | NW = RADIO -- SFP | HUAWEI | OPTICAL TRANSCEIVER ESFP 850NM 4.25G MULTI-RATE -9DBM~-1.5DB |  | 0 | 0 | 0 | [7 empty] | 0 | 0
34060473 |  | Y | Active | PC | PC | EA | 1 |  |  | NETWORK | Radio Planning | NW = RADIO -- SFP | HUAWEI | SFP |  | 0 | 0 | 0 | [7 empty] | 0 | 0
34060607 |  | Y | Active | PC | PC | EA | 1 |  |  | NETWORK | RADIO PLANNING | NW = RADIO -- SFP | HUAWEI | OPTICAL TRANSCEIVER SFP+ 850NM 6.144G -9DBM -1DBM -11.1DBM L |  | 0 | 0 | 0 | [7 empty] | 0 | 0
3426 |  | Y | Active | PC | PC | EA | 1 |  |  | NETWORK | RADIO PLANNING | NW = RADIO -- CABINET | FUJITSU | TNMS AND NETVIEWER RICK CABINET #3433 |  | 0 | 0 | 0.51 | [7 empty] | 0 | 0
3433 |  | Y | Active | PC | PC | EA | 1 |  |  | NETWORK | RADIO PLANNING | NW = RADIO -- CABINET | FUJITSU | TNMS AND NETVIEWER RICK CABINET #3433 |  | 0 | 0 | 0.51 | [7 empty] | 0 | 0
349171 |  | Y | Active | PC | PC | EA | 1 |  |  | NETWORK | TRANSMISSION | NW = EM -- BATTERY | HP | OEM HOT-SWAPPABLE BATTERIES |  | 25 | 9 | 4 | [7 empty] | 0.0135 | 2
361947-002 |  | Y | Active | PC | PC | EA | 1 |  |  | NETWORK | CORE | NW = CORE -- ACCESSORY | HP | CORD AC LINE SJT 16AWG UNSD-12 |  | 68 | 22 | 10 | [7 empty] | 0.017952 | 10
364430-B21 |  | Y | Active | PC | PC | EA | 1 |  |  | NETWORK | TRANSMISSION | NW = TX -- ACCESSORY | HP | SAS AND DRIVE |  | 0 | 0 | 0 | [7 empty] | 0 | 0
364430-B21_1 |  | Y | Active | PC | PC | EA | 1 |  |  | Facility | TECH FACILITIES OPS | FACILITY = IT -- STORAGE UNIT | HP | HP Storage |  | 0 | 0 | 0 | [7 empty] | 0 | 0
3709402-2 |  | Y | Active | PC | PC | PC | 1 |  |  | NETWORK | TECH FACILITIES OPS | NW = TX -- SUN RACK | SUN MICROSYSTEM | IN SUN RACK |  | 60 | 85 | 190 | [7 empty] | 0.612 | 1
371_0295_01 |  | Y | Active | PC | PC | EA | 1 |  |  | Facility | SALES FACILITY | FACILITY = RACK | SUN microsystem | Rack 2138 passive |  | 0 | 0 | 1.02 | [7 empty] | 0 | 0
371_0296_01REV51 |  | Y | Active | PC | PC | EA | 1 |  |  | Facility | SALES FACILITY | FACILITY = RACK | SUN microsystem | Zone D rack 3 (ERP-DB-TPAM-CMS-Eportal (EMX UNIX TEAM ) |  | 0 | 0 | 1.02 | [7 empty] | 0 | 0
371_3395_01 |  | Y | Active | PC | PC | EA | 1 |  |  | Facility | SALES FACILITY | FACILITY = EM -- RECTIFIER | SUN microsystems | SUN MICROSYSTEMS RECTIFIER |  | 0 | 0 | 1.02 | [7 empty] | 0 | 0
371-0908-01 |  | Y | Active | PC | PC | EA | 1 |  |  | NETWORK | CORE | NW = CORE -- ACCESSORY | UNKNOWN | EXTENSION BAR |  | 1 | 1 | 1 | [7 empty] | 0.00012 | 1
3712095-3 |  | Y | Active | PC | PC | PC | 1 |  |  | NETWORK | TECH FACILITIES OPS | NW = TX -- SUN RACK | SUN MICROSYSTEM | IN SUN RACK |  | 60 | 85 | 190 | [7 empty] | 0.612 | 1
3712208-4 |  | Y | Active | PC | PC | EA | 1 |  |  | NETWORK | TRANSMISSION | NW = TX -- SUN RACK | SUN | SUN RACK-900-38 |  | 90 | 60 | 190 | [7 empty] | 0.648 | 1
371-2955-01 |  | Y | Active | PC | PC | EA | 1 |  |  | NETWORK | CORE | NW = CORE -- ACCESSORY | UNKNOWN | EXTENSION BAR |  | 90 | 60 | 190 | [7 empty] | 0.648 | 1
371-3395-01 |  | Y | Active | PC | PC | EA | 1 |  |  | Facility | TECH FACILITIES OPS | NW = TX -- SUN RACK | SUN | Sun Rack |  | 0 | 0 | 0.68 | [7 empty] | 0 | 0
371-4200-01 |  | Y | Active | PC | PC | EA | 1 |  |  | NETWORK | RADIO PLANNING | NW = TX -- SUN RACK | SUN | SUN RACK |  | 60 | 123 | 190 | [7 empty] | 0.8856 | 1
3720400-2 |  | Y | Active | PC | PC | PC | 1 |  |  | NETWORK | TRANSMISSION | NW = TX -- SUN RACK | SUN MICROSYSTEM | SUN RACK |  | 60 | 79 | 190 | [7 empty] | 0.5688 | 1
3720791-1 |  | Y | Active | PC | PC | PC | 1 |  |  | NETWORK | TECH FACILITIES OPS | NW = TX -- SUN RACK | SUN MICROSYSTEM | IN SUN RACK |  | 60 | 85 | 190 | [7 empty] | 0.612 | 1
3726264-1 |  | Y | Active | PC | PC | PC | 1 |  |  | NETWORK | RADIO PLANNING | NW = EM -- CABINET | HUAWEI | Cabinet server |  | 0 | 0 | 0 | [7 empty] | 0 | 0
3791381800 |  | Y | Active | PC | PC | EA | 1 |  |  | NETWORK | RADIO PLANNING | NW = EM -- CABINET | HUAWEI | HUAWEI OUTDOOR CABINET |  | 75 | 77 | 225 | [7 empty] | 0.693 | 1
3791382000 |  | Y | Active | PC | PC | EA | 1 |  |  | NETWORK | RADIO PLANNING | NW = EM -- CABNET | HUAWEI | DELTA POWER SYSTEM |  | 1 | 1 | 1 | [7 empty] | 0.00012 | 1
3791737600 |  | Y | Active | PC | PC | EA | 1 |  |  | NETWORK | RADIO PLANNING | NW = EM -- RECTIFIER CABINET | DELTA | RECTIFIER CABINET |  | 58 | 58 | 180 | [7 empty] | 0.40368 | 1
380-1323-01 |  | Y | Active | PC | PC | EA | 1 |  |  | NETWORK | CORE | NW = TX -- SUN RACK | NOKIA SIEMENS NETWORK | DAT72 DIGITAL DATA STORAGE SUN MICROSYSTEM |  | 1 | 1 | 1 | [7 empty] | 0.00012 | 1
380-1325-10 |  | Y | Active | PC | PC | EA | 1 |  |  | NETWORK | CORE | NW = TX -- SUN RACK | NOKIA SIEMENS NETWORK | DAT72 DIGITAL DATA STORAGE DRIVE SUN MICROSYSTEM |  | 1 | 1 | 1 | [7 empty] | 0.00012 | 1
380-1354-05 |  | Y | Active | PC | PC | EA | 1 |  |  | IT | IT INFRASTRUCTURE | IT = MONITOR | SUN MICROSYSTEM | MONITOR |  | 42 | 38 | 19 | [7 empty] | 0.012768 | 15
3815014-1 |  | Y | Active | PC | PC | EA | 1 |  |  | NETWORK | CORE | NW = TX -- SUN RACK | NOKIA SIEMENS NETWORK | SUN RACK |  | 62 | 194 | 195 | [7 empty] | 1.4434 | 1
3820502-2 |  | Y | Active | PC | PC | EA | 1 |  |  | NETWORK | RADIO PLANNING | NW = TX -- SUN RACK | SUN | SUN RACK |  | 60 | 100 | 190 | [7 empty] | 0.72 | 1
3820549-1 |  | Y | Active | PC | PC | EA | 1 |  |  | NETWORK | TRANSMISSION | NW = TX -- SUN RACK | SUN | SUN RACK |  | 60 | 100 | 190 | [7 empty] | 0.72 | 1
383572-001 |  | Y | Active | PC | PC | EA | 1 |  |  | NETWORK | CORE | NW = CORE -- RACK | NOKIA SIEMENS NETWORK | HP RACK |  | 109 | 60 | 200 | [7 empty] | 0.7848 | 1
383573_001 |  | Y | Active | PC | PC | EA | 1 |  |  | Facility | SALES FACILITY | FACILITY = RACK | SUN microsystems | Zone K rack 2 ( HP) |  | 0 | 0 | 1.02 | [7 empty] | 0 | 0
383573-001 |  | Y | Active | PC | PC | EA | 1 |  |  | NETWORK | CORE | NW = RADIO -- RACK | HP | HP RACK |  | 120 | 60 | 200 | [7 empty] | 0.864 | 1
3850A28354Z |  | Y | Active | PC | PC | PC | 1 |  |  | FACILITY | SALES FACILITY | FACILITY = AIR CONDITION | LG | AC 48 000 BTU-LBC482RSA1-OUTDOOR UNIT |  | 0 | 0 | 0 | [7 empty] | 0 | 0
3869262-11 |  | Y | Active | PC | PC | EA | 1 |  |  | NETWORK | CORE | NW = TX -- SUN RACK | NOKIA SIEMENS NETWORK | SUN FIRE X4200 |  | 60 | 100 | 188 | [7 empty] | 0.72 | 1
3869262-15 |  | Y | Active | PC | PC | EA | 1 |  |  | NETWORK | CORE | NW = TX -- SUN RACK | NOKIA SIEMENS NETWORK | SUN FIRE X4200 |  | 1 | 1 | 1 | [7 empty] | 0.00012 | 1
3869262-7 |  | Y | Active | PC | PC | EA | 1 |  |  | NETWORK | CORE | NW = TX -- SUN RACK | NOKIA SIEMENS NETWORK | SUN FIRE X4100 |  | 1 | 1 | 1 | [7 empty] | 0.00012 | 1
38H12R |  | Y | Active | PC | PC | EA | 1 |  |  | NETWORK | RADIO PLANNING | NW = RADIO -- BOARD | HUAWEI | AC CONDENSER UNIT |  | 62 | 96 | 200 | [7 empty] | 0.71424 | 1
38XP090C3 |  | Y | Active | PC | PC | PC | 1 |  |  | NETWORK | RADIO PLANNING | NW = RADIO -- AIR CONDITION | CARRIER | AC UNIT |  | 0 | 0 | 0 | [7 empty] | 0 | 0
391835-B21 |  | Y | Active | PC | PC | EA | 1 |  |  | Facility | SALES FACILITY | IT = SERVER | HP | HP Proliant DL380G5 |  | 0 | 0 | 0 | [7 empty] | 0 | 0
397642-001 |  | Y | Active | PC | PC | EA | 1 |  |  | NETWORK | TRANSMISSION | NW = TX -- ACCESSORY | UNKNOWN | MONITOR CABLE |  | 15 | 15 | 1 | [7 empty] | 0.000135 | 200
397747-001 |  | Y | Active | PC | PC | EA | 1 |  |  | IT | IT INFRASTRUCTURE | NW = IT -- ACCESSORY | HP | AC Power Adapter |  | 0 | 0 | 0 | [7 empty] | 0 | 0
397747-002 |  | Y | Active | PC | PC | EA | 1 |  |  | IT | IT INFRASTRUCTURE | NW = IT -- ACCESSORY | HP | AC Power Adapter |  | 0 | 0 | 0 | [7 empty] | 0 | 0
4040890 |  | Y | Active | PC | PC | EA | 1 |  |  | NETWORK | RADIO PLANNING |  | Huawei | POWER CABLE,BRITAIN ACo |  | 0 | 0 | 0 | [7 empty] | 0 | 0
4050098 |  | Y | Active | PC | PC | EA | 1 |  |  | NETWORK | RADIO PLANNING | NW = RADIO -- CABLE | HUAWEI | OUTSOURCING CABLE SFP HIGH SPEED TRANSMISSION CABLE 2.0M SFP20M CC2P0.32B SFP20M FOR INDOOR |  | 0 | 0 | 0 | [7 empty] | 0 | 0
4070008 |  | Y | Active | PC | PC | EA | 1 |  |  | NETWORK | RADIO PLANNING | NW = RADIO -- CABLE | HUAWEI | SIGNAL CABLE SHIELDED STRAIGHT THROUGH CABLE 4M MP8-II CC4P0.5GY(S) MP8-II FTP |  | 0 | 0 | 0 | [7 empty] | 0 | 0
407191-002 |  | Y | Active | PC | PC | EA | 1 |  |  | NETWORK | CORE | NW = CORE -- ACCESSORY | NOKIA SIEMENS NETWORK | HP STORAGE WORKS |  | 60 | 110 | 200 | [7 empty] | 0.792 | 1
407424-421 |  | Y | Active | PC | PC | EA | 1 |  |  | NETWORK | RADIO PLANNING | NW = IT -- | HP | SERVER |  | 70 | 50 | 9 | [7 empty] | 0.042 | 10
4080011-2 |  | Y | Active | PC | PC | EA | 1 |  |  | NETWORK | TRANSMISSION | NW = TX -- SUN RACK | SUN | SUN RACK |  | 100 | 60 | 190 | [7 empty] | 0.72 | 1
4090925 |  | Y | Active | PC | PC | EA | 1 |  |  | NETWORK | RADIO PLANNING | NW = RADIO -- CABLE | HUAWEI | CABLE BUNDLE INNER CABLE HARNESS LAMP WIRE CABLE |  | 0 | 0 | 0 | [7 empty] | 0 | 0
4091727 |  | Y | Active | PC | PC | EA | 1 |  |  | NETWORK | RADIO PLANNING | NW = RADIO -- CABLE | HUAWEI | CABLE BUNDLE MTS9000A PE CABLE |  | 0 | 0 | 0 | [7 empty] | 0 | 0
409894-001 |  | Y | Active | PC | PC | EA | 1 |  |  | NETWORK | CORE | NW = CORE -- RACK | NOKIA SIEMENS NETWORK | HP RACK |  | 60 | 100 | 175 | [7 empty] | 0.72 | 1
41123 |  | Y | Active | PC | PC | EA | 1 |  |  | NETWORK | TRANSMISSION | NW = MW -- MW ANT -- 0.6 M | ANDREW | MW ANTENNA 0.6 32 GHZ |  | 120 | 80 | 1 | [7 empty] | 0.144 | 8
411273-002 |  | Y | Active | PC | PC | EA | 1 |  |  | NETWORK | CORE | NW = EM -- PDU | UNKNOWN | EXTENSION BAR |  | 54 | 26 | 10 | [7 empty] | 0.016848 | 10
4150390 |  | Y | Active | PC | CABLE | PC-ALL | 1 |  |  | NETWORK | RADIO PLANNING | NW = EM -- CABLE | HUAWEI | POWER CABLE |  | 28 | 28 | 8 | [7 empty] | 0.0037632 | 25
416709-001 |  | Y | Active | PC | PC | EA | 1 |  |  | NETWORK | RADIO PLANNING | NW = RADIO -- ACCESSORY | FUJITSU COMPUTER SIMENS | TERMINATOR LVD/SE |  | 13 | 10 | 0.5 | [7 empty] | 0.000156 | 100
417454-421 |  | Y | Active | PC | PC | EA | 1 |  |  | NETWORK | CORE | IT = SERVER | NOKIA SIEMENS NETWORK | HP PROLIANT DL380 G5 |  | 1 | 1 | 1 | [7 empty] | 0.00012 | 1
417458-421 |  | Y | Active | PC | PC | EA | 1 |  |  | NETWORK | CORE | IT = SERVER | NOKIA SIEMENS NETWORK | HP PROLIANT DL380 G5 |  | 1 | 1 | 1 | [7 empty] | 0.00012 | 1
417585-001 |  | Y | Active | PC | PC | EA | 1 |  |  | NETWORK | CORE | NW = CORE -- ACCESSORY | UNKNOWN | EXTENSION BAR |  | 1 | 1 | 1 | [7 empty] | 0.00012 | 1
418408_B21 |  | Y | Active | PC | PC | EA | 1 |  |  | Facility | SALES FACILITY | FACILITY = IT -- STORAGE UNIT | HP | HP Storage |  | 0 | 0 | 0 | [7 empty] | 0 | 0
4199775-1 |  | Y | Active | PC | PC | EA | 1 |  |  | NETWORK | TRANSMISSION | NW = TX -- SUN RACK | SUN | SUN RACK 900-38 |  | 60 | 100 | 188 | [7 empty] | 0.72 | 1
41J7680 |  | Y | Active | PC | PC | EA | 1 |  |  | FACILITY | SALES FACILITY | FACILITY = CASH DRAWER | IBM | IBM PC SYSTEM |  | 0 | 0 | 0 | [7 empty] | 0 | 0
4210217-1 |  | Y | Active | PC | PC | EA | 1 |  |  | NETWORK | TRANSMISSION | NW = TX -- SUN RACK | SUN | SUN RACK |  | 43 | 68 | 4 | [7 empty] | 0.035088 | 10
4211146-1 |  | Y | Active | PC | PC | EA | 1 |  |  | NETWORK | TECH FACILITIES OPS | NW = TX -- SUN RACK | SUN | SUN RACK |  | 60 | 79 | 190 | [7 empty] | 0.5688 | 1
422-400/07-001 |  | Y | Active | PC | PC | EA | 1 |  |  | NETWORK | RADIO PLANNING | NW = RADIO -- ACCESSORY | NOKIA SIEMENS NETWORK | USB DONGLE 702 MB SOFTWARE INSIDE |  | 23 | 16 | 3 | [7 empty] | 0.004416 | 10
4226823-4 |  | Y | Active | PC | PC | PC | 1 |  |  | NETWORK | RADIO PLANNING | NW = RADIO -- CABINET | SUN MICROSYSTEM | Cabinet Frame |  | 59 | 100 | 190 | [7 empty] | 0.708 | 1
42A3500E |  | Y | Active | PC | PC | EA | 1 |  |  | FACILITY | SALES FACILITY | FACILITY = LCD | TOSHIBA | LCD TV 42 |  | 0 | 0 | 0 | [7 empty] | 0 | 0
42c2912 |  | Y | Active | PC | PC | EA | 1 |  |  | Facility | TECH FACILITIES OPS | FACILITY = SYSTEM |  | Complete System |  | 0 | 0 | 0 | [7 empty] | 0 | 0
42LK430 |  | Y | Active | PC | PC | EA | 1 |  |  | FACILITY | SALES FACILITY | FACILITY = TV | LG | PLASAM TV LG |  | 100 | 59 | 12 | [7 empty] | 0.177 | 4
42LK430_1 |  | Y | Active | PC | PC | PC | 1 |  |  | FACILITY | SALES FACILITY | FACILITY = TV | UNKNOWN | PLASAM TV LG (103*65*7) |  | 103 | 65 | 7 | [7 empty] | 0.1339 | 6
4336822A |  | Y | Active | PC | PC | EA | 1 |  |  | FACILITY | SALES FACILITY | FACILITY = IT -- PRINTER | HP | OKI PRINTER |  | 29 | 46 | 36 | [7 empty] | 0.02001 | 8
434820 |  | Y | Active | PC | PC | EA | 1 |  |  | IT | IT INFRASTRUCTURE | IT = KEYBOARD | HP | KEYBOARD |  | 0 | 0 | 0 | [7 empty] | 0 | 0
434820-031 |  | Y | Active | PC | PC | EA | 1 |  |  | IT | IT INFRASTRUCTURE | IT = KEYBOARD | HP | KEYBOARD |  | 0 | 0 | 0 | [7 empty] | 0 | 0
434820-131 |  | Y | Active | PC | PC | EA | 1 |  |  | IT | IT INFRASTRUCTURE | IT = KEYBOARD | HP | KEYBOARD |  | 0 | 0 | 0 | [7 empty] | 0 | 0
434820-171 |  | Y | Active | PC | PC | EA | 1 |  |  | IT | IT INFRASTRUCTURE | IT = KEYBOARD | HP | KEYBOARD |  | 0 | 0 | 0 | [7 empty] | 0 | 0
434820-172 |  | Y | Active | PC | PC | EA | 1 |  |  | IT | IT INFRASTRUCTURE | IT = KEYBOARD | HP | KEYBOARD |  | 0 | 0 | 0 | [7 empty] | 0 | 0
434820-AA2 |  | Y | Active | PC | PC | EA | 1 |  |  | IT | IT INFRASTRUCTURE | IT = KEYBOARD | HP | KEYBOARD |  | 0 | 0 | 0 | [7 empty] | 0 | 0
434820-AA7 |  | Y | Active | PC | PC | EA | 1 |  |  | IT | IT INFRASTRUCTURE | IT = KEYBOARD | HP | KEYBOARD |  | 0 | 0 | 0 | [7 empty] | 0 | 0
434821-032 |  | Y | Active | PC | PC | EA | 1 |  |  | IT | IT INFRASTRUCTURE | IT = KEYBOARD | HP | KEYBOARD |  | 0 | 0 | 0 | [7 empty] | 0 | 0
434821-062 |  | Y | Active | PC | PC | EA | 1 |  |  | IT | IT INFRASTRUCTURE | IT = KEYBOARD | HP | KEYBOARD |  | 0 | 0 | 0 | [7 empty] | 0 | 0
434821-1351 |  | Y | Active | PC | PC | EA | 1 |  |  | IT | IT INFRASTRUCTURE | IT = KEYBOARD | HP | KEYBOARD |  | 0 | 0 | 0 | [7 empty] | 0 | 0
434821-171 |  | Y | Active | PC | PC | EA | 1 |  |  | IT | IT INFRASTRUCTURE | IT = KEYBOARD | HP | KEYBOARD |  | 0 | 0 | 0 | [7 empty] | 0 | 0
434821-172 |  | Y | Active | PC | PC | EA | 1 |  |  | IT | IT INFRASTRUCTURE | IT = KEYBOARD | HP | KEYBOARD |  | 0 | 0 | 0 | [7 empty] | 0 | 0
434821-177 |  | Y | Active | PC | PC | EA | 1 |  |  | IT | IT INFRASTRUCTURE | IT = KEYBOARD | HP | KEYBOARD |  | 0 | 0 | 0 | [7 empty] | 0 | 0
434821-L32 |  | Y | Active | PC | PC | EA | 1 |  |  | IT | IT INFRASTRUCTURE | IT = KEYBOARD | HP | KEYBOARD |  | 0 | 0 | 0 | [7 empty] | 0 | 0
435302-171 |  | Y | Active | PC | PC | EA | 1 |  |  | IT | IT INFRASTRUCTURE | IT = KEYBOARD | HP | key board |  | 0 | 0 | 0 | [7 empty] | 0 | 0
435302-B31 |  | Y | Active | PC | PC | EA | 1 |  |  | IT | IT INFRASTRUCTURE | IT = KEYBOARD | HP | key board |  | 0 | 0 | 0 | [7 empty] | 0 | 0
435382-171 |  | Y | Active | PC | PC | EA | 1 |  |  | IT | IT INFRASTRUCTURE | IT = KEYBOARD | HP | key board |  | 0 | 0 | 0 | [7 empty] | 0 | 0
439113-001 |  | Y | Active | PC | PC | EA | 1 |  |  | IT | IT INFRASTRUCTURE | IT = DESKTOP | HP | Tower CPU |  | 44 | 17 | 45 | [7 empty] | 0.008976 | 10
4458478-2 |  | Y | Active | PC | PC | EA | 1 |  |  | NETWORK | RADIO PLANNING | NW = RADIO -- CABINET | SUN | SERVER CABINET |  | 60 | 100 | 188 | [7 empty] | 0.72 | 1
4498862-1 |  | Y | Active | PC | PC | EA | 1 |  |  | Facility | SALES FACILITY | IT = SERVER | Sun Microsystems | sunfire X2270 |  | 0 | 0 | 0 | [7 empty] | 0 | 0
458563-421 |  | Y | Active | PC | PC | EA | 1 |  |  | NETWORK | CORE | IT = SERVER | NOKIA SIEMENS NETWORK | HP PROLIANT DL380 G5 |  | 1 | 1 | 1 | [7 empty] | 0.00012 | 1
461453-421 |  | Y | Active | PC | PC | EA | 1 |  |  | NETWORK | CORE | IT = SERVER | NOKIA SIEMENS NETWORK | HP PROLIANT DL380 G5 |  | 1 | 1 | 1 | [7 empty] | 0.00012 | 1
4622X |  | Y | Active | PC | PC | PC | 1 |  |  | FACILITY | SALES FACILITY | FACILITY = TV RECEIVER | STRONG | TV RECEIVER |  | 26 | 24 | 6 | [7 empty] | 0.007488 | 10
4648168-4 |  | Y | Active | PC | PC | PC | 1 |  |  | NETWORK | TECH FACILITIES OPS | NW = TX -- SUN RACK | SUN MICROSYSTEM | IN SUN RACK |  | 62 | 123 | 152 | [7 empty] | 0.91512 | 1
467866A.208 |  | Y | Active | PC | PC | EA | 1 |  |  | NETWORK | RADIO PLANNING | NW = RADIO -- PDU | ELTEK | PWSB WIRELESS BASE STATION ULTRASITE DC POWER SUPPLY UNIT |  | 34 | 40 | 6 | [7 empty] | 0.0816 | 2
467866A.210 |  | Y | Active | PC | PC | EA | 1 |  |  | NETWORK | RADIO PLANNING | NW = RADIO -- PDU | ELTEK | PWSB WIRELESS BASE STATION ULTRASITE DC POWER SUPPLY UNIT |  | 33 | 38 | 7 | [7 empty] | 0.07524 | 2
467868A.100 |  | Y | Active | PC | PC | PC | 1 |  |  | NETWORK | RADIO PLANNING | NW = RADIO -- BTS-BOIA | NOKIA SIEMENS NETWORK | GSM BTS BASE OPERATIONS AND INTERFACES UNIT ULTRASITE BOIA |  | 0 | 0 | 0 | [7 empty] | 0 | 0
467868A.104 |  | Y | Active | PC | PC | PC | 1 |  |  | NETWORK | RADIO PLANNING | NW = RADIO -- BTS-BOIA | MET | GSM BTS BASE OPERATIONS AND INTERFACES UNIT ULTRASITE BOIA ( |  | 0 | 0 | 0 | [7 empty] | 0 | 0
467868A.108 |  | Y | Active | PC | PC | EA | 1 |  |  | NETWORK | RADIO PLANNING | NW = RADIO -- BTS-BOIA | MET | GSM BTS BASE OPERATIONS AND INTERFACES UNIT ULTRASITE BOIA ( |  | 0 | 0 | 0 | [7 empty] | 0 | 0
469278.103 |  | Y | Active | PC | PC | EA | 1 |  |  | NETWORK | RADIO PLANNING | NW = RADIO -- ANTENNA AMPLIFIER | NOKIA SIEMENS NETWORK | WHMD WCDMA 2.1 GHZ AISG DUAL MHA |  | 0 | 0 | 0 | [7 empty] | 0 | 0
469278A.103 |  | Y | Active | PC | PC | EA | 1 |  |  | NETWORK | RADIO PLANNING | NW = RADIO -- ANTENNA AMPLIFIER | FINLAND | WHMD WCDMA 2.1 GHZ AISG DUAL MHA (WPDB) |  | 49 | 42 | 10 | [7 empty] | 0.022451 | 11
469759A |  | Y | Active | PC | PC | PC | 1 |  |  | NETWORK | RADIO PLANNING | NW = RADIO -- RET | NOKIA SIEMENS NETWORK | REAL TILT ELECTRONIC ADJUSTER |  | 0 | 0 | 0 | [7 empty] | 0 | 0
469759A….204 |  | Y | Active | PC | PC | EA | 1 |  |  | NETWORK | RADIO PLANNING | NW = RADIO -- RET | CULUS | REAL TILT ELECTRONIC ADJUSTER |  | 20 | 7 | 7 | [7 empty] | 0.00336 | 5
469760A.102 |  | Y | Active | PC | PC | EA | 1 |  |  | NETWORK | RADIO PLANNING | NW = RADIO -- ANTENNA | NOKIA | ANDREW ATM200/A120 |  | 0 | 0 | 0 | [7 empty] | 0 | 6
469760A.102_BRKT |  | Y | Active | PC | BOX | BOX-ALL | 1 |  |  | NETWORK | RADIO PLANNING | NW = RADIO -- ANT BRACKET |  | ANDREW ATM200/A120 (Bracket) |  | 0 | 0 | 0 | [7 empty] | 0 | 0
470065-184HP |  | Y | Active | PC | PC | EA | 1 |  |  | NETWORK | CORE | IT = SERVER | NOKIA SIEMENS NETWORK | HP HSTNS.3179 |  | 1 | 1 | 1 | [7 empty] | 0.00012 | 1
470142A |  | Y | Active | PC | PC | EA | 1 |  |  | NETWORK | RADIO PLANNING | NW = RADIO -- CABINET | NOKIA SIEMENS NETWORK | FCOA FLEXI CABINET FOR OUTDOOR |  | 0 | 0 | 0 | [7 empty] | 0 | 0
470142A.10 |  | Y | Active | PC | PC | EA | 1 |  |  | NETWORK | RADIO PLANNING | NW = RADIO -- CABINET | UNKNOWN | 2G CABINET |  | 70 | 70 | 70 | [7 empty] | 0.588 | 1
470142A.103 |  | Y | Active | PC | PC | EA | 1 |  |  | NETWORK | RADIO PLANNING | NW = RADIO -- CABINET | UNKNOWN | FCOA FLEXI CABINET FOR OUTDOOR |  | 67 | 100 | 190 | [7 empty] | 0.804 | 1
470152A |  | Y | Active | PC | PC | EA | 1 |  |  | NETWORK | TRANSMISSION | NW = RADIO -- BTS CABINET | UNKNOWN | FCIA CABINET |  | 146 | 60 | 60 | [7 empty] | 1.0512 | 1
470152A.103 |  | Y | Active | PC | PC | EA | 1 |  |  | NETWORK | TRANSMISSION | NW = RADIO -- BTS CABINET | UNKNOWN | FCIA CABINET |  | 60 | 56 | 180 | [7 empty] | 0.4032 | 1
470152A.104 |  | Y | Active | PC | PC | PC | 1 |  |  | NETWORK | TRANSMISSION | NW = RADIO -- BTS CABINET | UNKNOWN | FCIA CABINET |  | 0 | 0 | 0 | [7 empty] | 0 | 0
470215A.102 |  | Y | Active | PC | PC | EA | 1 |  |  | NETWORK | RADIO PLANNING | NW = RADIO -- BOARD | HUAWEI | EXGA FLEXI EDGE 900 DTRX UNIT |  | 49 | 47 | 8 | [7 empty] | 0.27636 | 1
470239A |  | Y | Active | PC | PC | PC | 1 |  |  | NETWORK | RADIO PLANNING | NW = RADIO -- BTS-FLEXI | NOKIA SIEMENS NETWORK | FMCA12 FLEXI 3U MOUNTING COVER |  | 0 | 0 | 0 | [7 empty] | 0 | 0
470239A.102 |  | Y | Active | PC | PC | EA | 1 |  |  | NETWORK | RADIO PLANNING | NW = RADIO -- BTS-FLEXI | NOKIA SIEMENS NETWORK | FMCA12 FLEXI 3U MOUNTING COVER (FMCA) |  | 48 | 13 | 13 | [7 empty] | 0.014976 | 5
470248A.101 |  | Y | Active | PC | PC | EA | 1 |  |  | NETWORK | RADIO PLANNING | NW = RADIO -- BTS-FIPA | NOKIA SIEMENS NETWORK | WIRELESS BTS GSM BASE STATION FOR NOKIA BTS FLEXI EDGE FIPA MODULE (FIPA) |  | 27 | 19 | 3 | [7 empty] | 0.0055964 | 11
470250A.101 |  | Y | Active | PC | PC | EA | 1 |  |  | NETWORK | RADIO PLANNING | NW = RADIO -- BOARD | HUAWEI | ERGA EDGE RF DUAL DUPLEXER 900 MHZ UNIT |  | 46 | 40 | 5 | [7 empty] | 0.1104 | 2
4708084-1 |  | Y | Active | PC | PC | EA | 1 |  |  | NETWORK | CORE | NW = TX -- SUN RACK | NOKIA SIEMENS NETWORK | SUN ORACLE SPARC ENTERPRISE TF120 |  | 1 | 1 | 1 | [7 empty] | 0.00012 | 1
4708084-3 |  | Y | Active | PC | PC | EA | 1 |  |  | NETWORK | CORE | NW = TX -- SUN RACK | NOKIA SIEMENS NETWORK | SUN ORACLE SPARC ENTERPRISE TF120 |  | 1 | 1 | 1 | [7 empty] | 0.00012 | 1
471052A.103 |  | Y | Active | PC | PC | PC | 1 |  |  | NETWORK | RADIO PLANNING | NW = RADIO -- BTS CABINET | NA | FCIA |  | 0 | 0 | 0 | [7 empty] | 0 | 0
47-12461-02 |  | Y | Active | PC | PC | EA | 1 |  |  | Facility | SALES FACILITY | IT = MSPP | CISCO | CISCO ONS 15454 |  | 0 | 0 | 0 | [7 empty] | 0 | 0
471414A.101 |  | Y | Active | PC | PC | EA | 1 |  |  | NETWORK | RADIO PLANNING | NW = RADIO -- TMA | UNKNOWN | PASS (PIAA) |  | 20 | 12 | 1 | [7 empty] | 0.000288 | 100
471443A |  | Y | Active | PC | PC | PC | 1 |  |  | NETWORK | RADIO PLANNING | NW = RADIO -- TMA | NOKIA SIEMENS NETWORK | WHMD |  | 0 | 0 | 0 | [7 empty] | 0 | 0
471443A.101 |  | Y | Active | PC | PC | EA | 1 |  |  | NETWORK | RADIO PLANNING | NW = RADIO -- TMA | NOKIA SIEMENS NETWORK | TMA(WHMD) |  | 14 | 18 | 6 | [7 empty] | 0.0027491 | 11
471443A.103 |  | Y | Active | PC | PC | EA | 1 |  |  | NETWORK | RADIO PLANNING | NW = RADIO -- TMA | NOKIA SIEMENS NETWORK | MHA /WHMD |  | 14 | 18 | 6 | [7 empty] | 0.0027491 | 11
471443A.104 |  | Y | Active | PC | PC | PC | 1 |  |  | NETWORK | RADIO PLANNING | NW = RADIO -- TMA | NOKIA | WMHA |  | 0 | 0 | 0 | [7 empty] | 0 | 0
471443A.106 |  | Y | Active | PC | PC | PC | 1 |  |  | NETWORK | RADIO PLANNING | NW = RADIO -- TMA | HUAWEI | TMA |  | 0 | 0 | 0 | [7 empty] | 0 | 0
471465A |  | Y | Active | PC | PC | EA | 1 |  |  | NETWORK | RADIO PLANNING | NW = RADIO -- TMA | NOKIA SIEMENS NETWORK | TMA(WHMD) |  | 0 | 0 | 0 | [7 empty] | 0 | 0
471469A.105 |  | Y | Active | PC | PC | PC | 1 |  |  | NETWORK | RADIO PLANNING | NW = RADIO -- MODULE | NOKIA SIEMENS NETWORK | FSME |  | 0 | 0 | 0 | [7 empty] | 0 | 0
471469A.115 |  | Y | Active | PC | PC | EA | 1 |  |  | NETWORK | RADIO PLANNING | NW = RADIO -- MODULE | NOKIA SIEMENS NETWORK | FSME |  | 0 | 0 | 0 | [7 empty] | 0 | 0
471469A105 |  | Y | Active | PC | PC | EA | 1 |  |  | NETWORK | RADIO PLANNING | NW = RADIO -- MODULE | NOKIA SIEMENS NETWORK | FSME |  | 0 | 0 | 0 | [7 empty] | 0 | 0
471720A |  | Y | Active | PC | PC | PC | 1 |  |  | NETWORK | RADIO PLANNING | NW = RADIO -- MODULE | NOKIA SIEMENS NETWORK | FTIB TRANSPORT PDH ETHERNET TOP |  | 0 | 0 | 0 | [7 empty] | 0 | 0
471720A.103 |  | Y | Active | PC | PC | EA | 1 |  |  | NETWORK | RADIO PLANNING | NW = RADIO -- MODULE | NOKIA SIEMENS NETWORK | FTIB 11 |  | 35 | 25 | 6 | [7 empty] | 0.0525 | 2
471792A.101 |  | Y | Active | PC | PC | EA | 1 |  |  | NETWORK | RADIO PLANNING | NW = RADIO -- MODULE | NOKIA SIEMENS NETWORK | FEMTO GATEWAY |  | 60 | 58 | 20 | [7 empty] | 0.0696 | 6
472059A. 102 |  | Y | Active | PC | PC | EA | 1 |  |  | NETWORK | TECH FACILITIES OPS | NW = RADIO -- MODULE |  | ESMC |  | 0 | 0 | 0 | [7 empty] | 0 | 0
472083A.203 |  | Y | Active | PC | PC | EA | 1 |  |  | NETWORK | RADIO PLANNING | NW = RADIO -- RRU | NOKIA SIEMENS NETWORK | RRU (FXDA ) |  | 45 | 45 | 14 | [7 empty] | 0.0486 | 5
472084A |  | Y | Active | PC | PC | PC | 1 |  |  | NETWORK | RADIO PLANNING | NW = RADIO -- BTS-FXEA | NOKIA SIEMENS NETWORK | FXEA NOKIA FLEXI BTS TELECOM BASE STATION WITH SWITCH EQUIPMENT |  | 0 | 0 | 0 | [7 empty] | 0 | 0
472084A.103 |  | Y | Active | PC | PC | EA | 1 |  |  | NETWORK | RADIO PLANNING | NW = RADIO -- BTS-FXEA | NOKIA SIEMENS NETWORK | FXEA |  | 0 | 0 | 0 | [7 empty] | 0 | 0
472084A.203 |  | Y | Active | PC | PC | EA | 1 |  |  | NETWORK | RADIO PLANNING | NW = RADIO -- BTS-FXEA | NOKIA SIEMENS NETWORK | FXEA NOKIA FLEXI BTS TELECOM BASE STATION WITH SWITCH EQUIPMENT (RRU (FXEA)) |  | 40 | 40 | 13 | [7 empty] | 0.017455 | 11
472100A.102 |  | Y | Active | PC | PC | EA | 1 |  |  | NETWORK | RADIO PLANNING | NW = RADIO -- BTS-FRGP | NOKIA SIEMENS NETWORK | FRGP |  | 0 | 0 | 0 | [7 empty] | 0 | 0
472109.102 |  | Y | Active | PC | PC | EA | 1 |  |  | NETWORK | RADIO PLANNING | NW = RADIO -- BTS-ESMB | NOKIA SIEMENS NETWORK | ESMB 3G BTS |  | 0 | 0 | 0 | [7 empty] | 0 | 0
472109A.101 |  | Y | Active | PC | PC | EA | 1 |  |  | NETWORK | RADIO PLANNING | NW = RADIO -- BTS-ESMB | NOKIA SIEMENS NETWORK | ESMB |  | 44 | 48 | 12 | [7 empty] | 0.050688 | 5
472109A.102 |  | Y | Active | PC | PC | EA | 1 |  |  | NETWORK | RADIO PLANNING | NW = RADIO -- BTS-ESMB | NOKIA SIEMENS NETWORK | 2G BTS ESMB |  | 40 | 40 | 13 | [7 empty] | 0.017455 | 11
472181A.103 |  | Y | Active | PC | PC | EA | 1 |  |  | NETWORK | RADIO PLANNING | NW = RADIO -- BTS-FSMF | NOKIA SIEMENS NETWORK | FSMF |  | 0 | 0 | 0 | [7 empty] | 0 | 0
472181A.104 |  | Y | Active | PC | PC | EA | 1 |  |  | NETWORK | RADIO PLANNING | NW = RADIO -- BTS-FSMF | NOKIA SIEMENS NETWORK | FSMF |  | 0 | 0 | 0 | [7 empty] | 0 | 0
472182A.103 |  | Y | Active | PC | PC | EA | 1 |  |  | NETWORK | RADIO PLANNING | NW = RADIO -- BTS-FBBA | NOKIA SIEMENS NETWORK | FBBA NOKIA BTS |  | 0 | 0 | 0 | [7 empty] | 0 | 0
472234A.103 |  | Y | Active | PC | PC | EA | 1 |  |  | NETWORK | RADIO PLANNING | NW = RADIO -- BTS-FIQB | UNKNOWN | FIQB |  | 26 | 18 | 3 | [7 empty] | 0.02808 | 2
472234A.104 |  | Y | Active | PC | PC | EA | 1 |  |  | NETWORK | RADIO PLANNING | NW = RADIO -- BTS-FIQB | UNKNOWN | 2G BTS FIQB |  | 0 | 0 | 0 | [7 empty] | 0 | 0
472234A.123 |  | Y | Active | PC | PC | PC | 1 |  |  | NETWORK | RADIO PLANNING | NW = RADIO -- BTS-FIQB | NOKIA SIEMENS NETWORK | NSN NOKIA FIQB_UNIT |  | 0 | 0 | 0 | [7 empty] | 0 | 0
472301A.103 |  | Y | Active | PC | PC | EA | 1 |  |  | NETWORK | RADIO PLANNING | NW = RADIO -- MODULE | NOKIA SIEMENS NETWORK | FPFD |  | 49 | 49 | 12 | [7 empty] | 0.026193 | 11
472301A.204 |  | Y | Active | PC | PC | EA | 1 |  |  | NETWORK | RADIO PLANNING | NW = RADIO -- MODULE | NOKIA SIEMENS NETWORK | FPFD |  | 40 | 40 | 13 | [7 empty] | 0.017455 | 11
472501A. 104 |  | Y | Active | PC | PC | EA | 1 |  |  | NETWORK | TECH FACILITIES OPS | NW = RADIO -- BTS-FXEB |  | FXEB |  | 0 | 0 | 0 | [7 empty] | 0 | 0
472501A.103 |  | Y | Active | PC | PC | EA | 1 |  |  | NETWORK | RADIO PLANNING | NW = RADIO -- BTS-FXDB | NOKIA SIEMENS NETWORK | FXDB |  | 49 | 49 | 12 | [7 empty] | 0.026193 | 11
472501A.104 |  | Y | Active | PC | PC | EA | 1 |  |  | NETWORK | RADIO PLANNING | NW = RADIO -- BTS-FXEB | NOKIA SIEMENS NETWORK | FXEB 3G BTS |  | 0 | 0 | 0 | [7 empty] | 0 | 0
472501A.105 |  | Y | Active | PC | PC | EA | 1 |  |  | NETWORK | RADIO PLANNING | NW = RADIO -- BTS-FXEB | NOKIA SIEMENS NETWORK | FXEB |  | 0 | 0 | 0 | [7 empty] | 0 | 0
472573A. 102 |  | Y | Active | PC | PC | EA | 1 |  |  | NETWORK | TECH FACILITIES OPS | NW = RADIO -- BTS-FXDB |  | FXDB |  | 0 | 0 | 0 | [7 empty] | 0 | 0
472573A.102 |  | Y | Active | PC | PC | EA | 1 |  |  | NETWORK | RADIO PLANNING | NW = RADIO -- BTS-FXDB | UNKNOWN | 2G BTS FXDB |  | 0 | 0 | 0 | [7 empty] | 0 | 0
472573A.104 |  | Y | Active | PC | PC | EA | 1 |  |  | NETWORK | RADIO PLANNING | NW = RADIO -- BTS-FXDB | UNKNOWN | FXDB |  | 0 | 0 | 0 | [7 empty] | 0 | 0
472797A.101 |  | Y | Active | PC | PC | EA | 1 |  |  | NETWORK | RADIO PLANNING | NW = RADIO -- BTS-FBBC | NOKIA SIEMENS NETWORK | FBBC NOKIA BTS |  | 0 | 0 | 0 | [7 empty] | 0 | 0
472810A.102 |  | Y | Active | PC | PC | EA | 1 |  |  | NETWORK | RADIO PLANNING | NW = RADIO -- BTS-FRGT | NOKIA SIEMENS NETWORK | 4G BTS FRGT |  | 46 | 48 | 12 | [7 empty] | 0.026496 | 10
472924A.101 |  | Y | Active | PC | PC | EA | 1 |  |  | NETWORK | RADIO PLANNING | NW = RADIO -- BTS-FXED | NOKIA SIEMENS NETWORK | FXED NOKIA BTS |  | 0 | 0 | 0 | [7 empty] | 0 | 0
487930-421 |  | Y | Active | PC | PC | PC | 1 |  |  | NETWORK | RADIO PLANNING | NW = RADIO -- SERVER | HP | Windows server |  | 68 | 60 | 84 | [7 empty] | 0.4896 | 1
491332_421 |  | Y | Active | PC | PC | EA | 1 |  |  | Facility | SALES FACILITY | IT = SERVER | HP | HP PROLIANT DL380G6 1 |  | 0 | 0 | 0 | [7 empty] | 0 | 0
494329-B21 |  | Y | Active | PC | PC | EA | 1 |  |  | NETWORK | CORE | IT = SERVER | NOKIA SIEMENS NETWORK | HP PROLIANT DL380 G6 |  | 1 | 1 | 1 | [7 empty] | 0.00012 | 1
4KY6QO7R |  | Y | Active | PC | PC | EA | 1 |  |  | NETWORK | TRANSMISSION | NW = TX -- ACCESSORY | UNKNOWN | PIPE FLEXIBLE PVC CORRUGATED ORANGE PIPE 16 MM X 50MTR/ ROLL |  | 0 | 0 | 0 | [7 empty] | 0 | 0
4U Cabinet |  | Y | Active | PC | PC | EA | 1 |  |  | NETWORK | Radio Planning | NW = RADIO -- CABINET | HUAWEI | Cabinet |  | 0 | 0 | 0.108 | [7 empty] | 0 | 0
500527-B21 |  | Y | Active | PC | PC | EA | 1 |  |  | Facility | TECH FACILITIES OPS | FACILITY = SERVER | HP | HP Server |  | 0 | 0 | 0 | [7 empty] | 0 | 0
504635-421 |  | Y | Active | PC | PC | EA | 1 |  |  | Facility | TECH FACILITIES OPS | FACILITY = SERVER | HP | HP Small Server |  | 0 | 0 | 0 | [7 empty] | 0 | 0
507019_B21 |  | Y | Active | PC | PC | EA | 1 |  |  | Facility | SALES FACILITY | FACILITY = ACCESSORY | SUN microsystems | HPVC flexi fabric 1 |  | 0 | 0 | 0 | [7 empty] | 0 | 0
51080153 |  | Y | Active | PC | PC | EA | 1 |  |  | NETWORK | TRANSMISSION | NW = TX -- FIX - CPE | HUAWEI | FDD OUTDOOR CPE B2201H-201 BAND20 |  | 65 | 56 | 17 | [7 empty] | 0.08736 | 5
511581-ZH1 |  | Y | Active | PC | PC | EA | 1 |  |  | IT | IT INFRASTRUCTURE | IT = KEYBOARD | HP | KEYBOARD |  | 0 | 0 | 0 | [7 empty] | 0 | 0
512FK79-3000-02 |  | Y | Active | PC | PC | EA | 1 |  |  | NETWORK | RADIO PLANNING | NW = MW -- COUPLER | KATHREIN | COPULER: 18GHZ-10DB |  | 13 | 8 | 4 | [7 empty] | 0.001248 | 10
513735-001 |  | Y | Active | PC | PC | EA | 1 |  |  | NETWORK | CORE | NW = CORE -- ACCESSORY | NOKIA SIEMENS NETWORK | KVM PART |  | 1 | 1 | 1 | [7 empty] | 0.00012 | 1
51431182 |  | Y | Active | PC | PC | PC | 1 |  |  | NETWORK | RADIO PLANNING | NW = MW -- MW ANT -- 1.2 M | HUAWEI | MW Antenna 1.2 18G |  | 120 | 100 | 1 | [7 empty] | 0.72 | 2
52210300 |  | Y | Active | PC | PC | EA | 1 |  |  | NETWORK | RADIO PLANNING | NW = RADIO -- ACCESSORY | HUAWEI | MOVABLE EQUIPMENT ROOM-OUTDOOR GROUNDING BAR-DKBA4.124.2226MX |  | 39 | 22 | 10 | [7 empty] | 0.010296 | 10
52210365 |  | Y | Active | PC | PC | EA | 1 |  |  | NETWORK | RADIO PLANNING | NW = RADIO -- PANEL | HUAWEI | BLANK FILLER PANEL |  | 0 | 0 | 0 | [7 empty] | 0 | 0
52210481 |  | Y | Active | PC | PC | EA | 1 |  |  | NETWORK | RADIO PLANNING | NW = EM -- MINISHELTER | HUAWEI | ITS1000M-FMS11-H2001-ITS1000M Cabinet~~1 Unit 1 Cabin~~AH3000&Universal Bracket~~2.4m~~Integrated Equipment Shipping-DKBA4.100.1984 |  | 113 | 90 | 240 | [7 empty] | 0.6102 | 2
52210938 |  | Y | Active | PC | PC | EA | 1 |  |  | NETWORK | RADIO PLANNING | NW = RADIO -- MINISHELTER | HUAWEI | MTS9510A-GX2001 ENERGY PRODUCT-MTS9000A CABINET 1 UNIT 1 CABIN AH1500&19 inch RACK&2 LAYERS BATTERY RACK(NO PARTITION) 2.0M CABINET INTEGRATED EQUIPMENT SHIPPING |  | 38 | 82 | 203 | [7 empty] | 0.18696 | 2
52210957 |  | Y | Active | PC | PC | EA | 1 |  |  | NETWORK | RADIO PLANNING | NW = RADIO -- BTS | HUAWEI | ENERGY PRODUCT-MTS9000A CABINET 1 UNIT 1 CABIN AH3000-1&BTS |  | 0 | 0 | 0 | [7 empty] | 0 | 0
52411345 |  | Y | Active | PC | PC | EA | 1 |  |  | NETWORK | TRANSMISSION | NW = MW -- ODU | HUAWEI | MICROWAVE ODU RTN 600 SDH ODU 38G SP 38S1260BNS 1260MHZ B LO |  | 30 | 30 | 10 | [7 empty] | 0.018 | 6
52411346 |  | Y | Active | PC | PC | EA | 1 |  |  | NETWORK | TRANSMISSION | NW = MW -- ODU | HUAWEI | MICROWAVE ODU RTN 600 SDH ODU 38G SP 38S1260BPS1260MHZ B HI |  | 0 | 0 | 0 | [7 empty] | 0 | 6
52411665 |  | Y | Active | PC | PC | EA | 1 |  |  | NETWORK | TRANSMISSION | NW = MW -- ODU | HUAWEI | MICROWAVE OUTDOOR UNIT OPTIX RTN600 7G HP 07S0161DNH 161MHZ |  | 0 | 0 | 0 | [7 empty] | 0 | 6
52411666 |  | Y | Active | PC | PC | EA | 1 |  |  | NETWORK | TRANSMISSION | NW = MW -- ODU | HUAWEI | Microwave Outdoor Unit Optix RTN600 7G HP 07S0161DNH 161MHz |  | 0 | 0 | 0 | [7 empty] | 0 | 6
52411669 |  | Y | Active | PC | PC | EA | 1 |  |  | NETWORK | RADIO PLANNING | NW = MW -- ODU | HUAWEI | OPTIX ODU 7 GHz |  | 30.5 | 27.6 | 276 | [7 empty] | 0.016836 | 6
52411670 |  | Y | Active | PC | PC | PC | 1 |  |  | NETWORK | RADIO PLANNING | NW = MW -- ODU | HUAWEI | MICROWAVE ACCESSORY ODU ADAPTER 18&23&26G UBR220 WITH ENGLIS |  | 0 | 0 | 0 | [7 empty] | 0 | 6
52411755 |  | Y | Active | PC | PC | EA | 1 |  |  | NETWORK | TRANSMISSION | NW = MW -- ODU | HUAWEI | MICROWAVE OUTDOOR UNIT OPTIX RTN600 11G HP 11S0530ANH 530MHZ |  | 37 | 30 | 10 | [7 empty] | 0.0222 | 6
52411756 |  | Y | Active | PC | PC | EA | 1 |  |  | NETWORK | TRANSMISSION | NW = MW -- ODU | HUAWEI | MICROWAVE OUTDOOR UNIT OPTIX RTN600 11G HP 11S0530ANH 530MHZ |  | 37 | 30 | 10 | [7 empty] | 0.0222 | 6
52411757 |  | Y | Active | PC | PC | EA | 1 |  |  | NETWORK | TRANSMISSION | NW = MW -- ODU | HUAWEI | MICROWAVE OUTDOOR UNIT OPTIX RTN600 11G HP 11S0530BNH 530MH |  | 35 | 36 | 20 | [7 empty] | 0.0252 | 6
52411758 |  | Y | Active | PC | PC | EA | 1 |  |  | NETWORK | TRANSMISSION | NW = MW -- ODU | HUAWEI | MICROWAVE OUTDOOR UNIT OPTIX RTN600 11G HP 11S0530BPH 530MHZ |  | 35 | 34 | 20 | [7 empty] | 0.0238 | 6
52411847 |  | Y | Active | PC | PC | EA | 1 |  |  | NETWORK | TRANSMISSION | NW = MW -- ODU | HUAWEI | MICROWAVE OUTDOOR UNIT OPTIX RTN600 38G HP 38S1260ANH 1260MH |  | 30 | 30 | 10 | [7 empty] | 0.018 | 6
52411848 |  | Y | Active | PC | PC | EA | 1 |  |  | NETWORK | TRANSMISSION | NW = MW -- ODU | HUAWEI | MICROWAVE OUTDOOR UNIT OPTIX RTN600 38G HP 38S1260APH 1260MH |  | 37 | 30 | 10 | [7 empty] | 0.0222 | 6
52411869 |  | Y | Active | PC | PC | EA | 1 |  |  | NETWORK | TRANSMISSION | NW = MW -- ODU | HUAWEI | MICROWAVE OUTDOOR UNIT OPTIX RTN600 18G HP 18S1010ANH 1008/1 |  | 37 | 30 | 10 | [7 empty] | 0.0222 | 6
52411870 |  | Y | Active | PC | PC | EA | 1 |  |  | NETWORK | TRANSMISSION | NW = MW -- ODU | HUAWEI | MICROWAVE OUTDOOR UNIT OPTIX RTN600 18G HP 18S1010APH 1008/1 |  | 30 | 30 | 10 | [7 empty] | 0.018 | 6
52411871 |  | Y | Active | PC | PC | EA | 1 |  |  | NETWORK | TRANSMISSION | NW = MW -- ODU | HUAWEI | MICROWAVE OUTDOOR UNIT OPTIX RTN600 18G HP 18S1010BNH 1008/1 |  | 30 | 30 | 10 | [7 empty] | 0.018 | 6
52411872 |  | Y | Active | PC | PC | EA | 1 |  |  | NETWORK | TRANSMISSION | NW = MW -- ODU | HUAWEI | MICROWAVE OUTDOOR UNIT OPTIX RTN600 18G HP 18S1010BPH 1008/1 |  | 43 | 30 | 10 | [7 empty] | 0.0258 | 6
52411873 |  | Y | Active | PC | PC | EA | 1 |  |  | NETWORK | TRANSMISSION | NW = MW -- ODU | HUAWEI | MICROWAVE OUTDOOR UNIT OPTIX RTN600 18G HP 18S1010CNH 1008/1 |  | 40 | 36 | 20 | [7 empty] | 0.0288 | 6
52411874 |  | Y | Active | PC | PC | EA | 1 |  |  | NETWORK | TRANSMISSION | NW = MW -- ODU | HUAWEI | MICROWAVE OUTDOOR UNIT OPTIX RTN600 18G HP 18S1010CPH 1008/1 |  | 45 | 33 | 10 | [7 empty] | 0.0297 | 6
52411883 |  | Y | Active | PC | PC | EA | 1 |  |  | NETWORK | TRANSMISSION | NW = MW -- ODU | HUAWEI | MICROWAVE OUTDOOR UNIT OPTIX RTN600 32G HP 32S0812ANH 812MHZ |  | 20 | 10 | 3 | [7 empty] | 0.004 | 6
52411884 |  | Y | Active | PC | PC | EA | 1 |  |  | NETWORK | TRANSMISSION | NW = MW -- ODU | HUAWEI | MICROWAVE OUTDOOR UNIT OPTIX RTN600 32G HP 32S0812APH 812MHZ |  | 25 | 26 | 10 | [7 empty] | 0.013 | 6
52411893 |  | Y | Active | PC | PC | EA | 1 |  |  | NETWORK | TRANSMISSION | NW = MW HUW -- ODU | HUAWEI | ODU-14501-14613MHZ 420MHZ LO |  | 40 | 25 | 5 | [7 empty] | 0.02 | 6
52411894 |  | Y | Active | PC | PC | EA | 1 |  |  | NETWORK | RADIO PLANNING | NW = MW -- ODU | HUAWEI | 0DU.14921-15033MHZ420MHZ Hi |  | 30.5 | 27.6 | 7.5 | [7 empty] | 0.016836 | 6
52411895 |  | Y | Active | PC | PC | EA | 1 |  |  | NETWORK | TRANSMISSION | NW = MW HUW -- ODU | HUAWEI | ODU-14600-14725MHZ 420MHZ LO |  | 30.5 | 27.6 | 276 | [7 empty] | 0.016836 | 6
52411896 |  | Y | Active | PC | PC | EA | 1 |  |  | NETWORK | RADIO PLANNING | NW = MW -- ODU | HUAWEI | ODU.15026-15145MHZ 420MHZ Hi |  | 30.5 | 27.6 | 7.5 | [7 empty] | 0.016836 | 6
52411897 |  | Y | Active | PC | PC | EA | 1 |  |  | NETWORK | RADIO PLANNING | NW = MW -- IDU | HUAWEI | RTN600 15G |  | 30.5 | 27.6 | 276 | [7 empty] | 0.033672 | 3
52411898 |  | Y | Active | PC | PC | EA | 1 |  |  | NETWORK | RADIO PLANNING | NW = MW -- IDU | HUAWEI | RTN600 15G |  | 30.5 | 27.6 | 276 | [7 empty] | 0.033672 | 3
52411899 |  | Y | Active | PC | PC | EA | 1 |  |  | NETWORK | RADIO PLANNING | NW = MW -- ODU | UNKNOWN | MICROWAVE OUTDOOR UNIT OPTIX RTN600 32G HP 32S0812ANH 812MHZ |  | 30 | 25 | 10 | [7 empty] | 0.015 | 6
52411900 |  | Y | Active | PC | PC | EA | 1 |  |  | NETWORK | TRANSMISSION | NW = MW -- ODU | HUAWEI | Microwave Outdoor Unit Optix RTN600 15G |  | 43 | 25 | 30 | [7 empty] | 0.0215 | 6
52411935 |  | Y | Active | PC | PC | EA | 1 |  |  | NETWORK | TRANSMISSION | NW = MW -- ODU | HUAWEI | MICROWAVE ODU OPTIX RTN 600 18G SPA 18S1008ANS 1010/1008MHZ |  | 45 | 33 | 10 | [7 empty] | 0.0297 | 6
52411936 |  | Y | Active | PC | PC | EA | 1 |  |  | NETWORK | TRANSMISSION | NW = MW -- ODU | HUAWEI | MICROWAVE ODU OPTIX RTN 600 18G SPA 18S1008APS 1010/1008MHZ |  | 25 | 26 | 16 | [7 empty] | 0.013 | 6
52411937 |  | Y | Active | PC | PC | EA | 1 |  |  | NETWORK | TRANSMISSION | NW = MW -- ODU | HUAWEI | MICROWAVE ODU OPTIX RTN 600 18G SPA 18S1008BNS 1010/1008MHZ |  | 45 | 33 | 10 | [7 empty] | 0.0297 | 6
52411938 |  | Y | Active | PC | PC | EA | 1 |  |  | NETWORK | TRANSMISSION | NW = MW -- ODU | HUAWEI | MICROWAVE ODU OPTIX RTN 600 18G SPA 18S1008BPS 1010/1008MHZ |  | 25 | 26 | 10 | [7 empty] | 0.013 | 6
52411992 |  | Y | Active | PC | PC | EA | 1 |  |  | NETWORK | TRANSMISSION | NW = MW -- ODU | HUAWEI | MICROWAVE ODU OPTIX RTN 600 7G SPA 07S0161APS 161MHZ SUB BA |  | 25 | 26 | 10 | [7 empty] | 0.013 | 6
52411995 |  | Y | Active | PC | PC | EA | 1 |  |  | NETWORK | TRANSMISSION | NW = MW -- ODU | HUAWEI | Microwave Outdoor Unit Optix RTN600 7G HP 07S0161DNH 161MHz |  | 0 | 0 | 0 | [7 empty] | 0 | 6
52411996 |  | Y | Active | PC | PC | EA | 1 |  |  | NETWORK | TRANSMISSION | NW = MW -- ODU | HUAWEI | MICROWAVE ODU OPTIX RTN 600 7G SPA 07S0161CPS 161MHZ SUB BA |  | 45 | 33 | 10 | [7 empty] | 0.0297 | 6
52412476 |  | Y | Active | PC | PC | PC | 1 |  |  | NETWORK | RADIO PLANNING | NW = MW -- ODU | HUAWEI | RTN XMC 23G-2 SUB BAND B~~ TX:LO~~ 18180-18700 MHZ |  | 30.5 | 27.6 | 276 | [7 empty] | 0.016836 | 6
52412478 |  | Y | Active | PC | PC | EA | 1 |  |  | NETWORK | RADIO PLANNING | NW = MW HUW -- ODU | HUAWEI | RTN XMC 23G-2 SUB BAND A TX:Lo 21990.5-22330 MHZ |  | 30.5 | 27.6 | 7.5 | [7 empty] | 0.016836 | 6
52412479 |  | Y | Active | PC | PC | EA | 1 |  |  | NETWORK | RADIO PLANNING | NW = MW HUW -- ODU | HUAWEI | RTN XMC 23G-2 SUB BAND A TX:Hi 22998.5-23338 MHZ |  | 30.5 | 27.6 | 7.5 | [7 empty] | 0.016836 | 6
52412480 |  | Y | Active | PC | PC | EA | 1 |  |  | NETWORK | RADIO PLANNING | NW = MW HUW -- ODU | HUAWEI | RTN XMC 23G-2 SUB BAND B TX:Lo 22274-22610 MHZ |  | 30.5 | 27.6 | 7.5 | [7 empty] | 0.016836 | 6
52412481 |  | Y | Active | PC | PC | EA | 1 |  |  | NETWORK | RADIO PLANNING | NW = MW HUW -- ODU | HUAWEI | RTN XMC 23G-2 SUB BAND B TX:Hi 23282-223618 MHZ |  | 30.5 | 27.6 | 7.5 | [7 empty] | 0.016836 | 6
52412498 |  | Y | Active | PC | PC | EA | 1 |  |  | NETWORK | RADIO PLANNING | NW = MW HUW -- ODU | HUAWEI | ODU 15 G Subband 8 HI 15138-15348 |  | 30.5 | 27.6 | 7.5 | [7 empty] | 0.016836 | 6
52412499 |  | Y | Active | PC | PC | EA | 1 |  |  | NETWORK | RADIO PLANNING | NW = MW HUW -- ODU | HUAWEI | RTN XMC 15G-2 SUB BAND A TX:Lo 14921-15145 MHZ |  | 30.5 | 27.6 | 7.5 | [7 empty] | 0.016836 | 6
52412500 |  | Y | Active | PC | PC | PC | 1 |  |  | NETWORK | RADIO PLANNING | NW = MW HUW -- ODU | HUAWEI | RTN XMC 15G-2 SUB BAND B~~ TX:Lo~~ 14718-14928 MHZ |  | 30.5 | 27.6 | 276 | [7 empty] | 0.016836 | 6
52412501 |  | Y | Active | PC | PC | EA | 1 |  |  | NETWORK | RADIO PLANNING | NW = MW HUW -- ODU | HUAWEI | ODU |  | 20 | 8 | 28 | [7 empty] | 0.0032 | 6
52413072 |  | Y | Active | PC | PC | EA | 1 |  |  | NETWORK | RADIO PLANNING | NW = MW HUW -- ODU | HUAWEI | RTN XMC 26G-2 SUB BAND A TX:Lo 24549-24885 MHZ |  | 30.5 | 27.6 | 7.5 | [7 empty] | 0.016836 | 6
52413074 |  | Y | Active | PC | PC | EA | 1 |  |  | NETWORK | RADIO PLANNING | NW = MW HUW -- ODU | HUAWEI | RTN XMC 38G-2 SUB BAND A TX:Hi 38304-38892 MHZ |  | 30.5 | 27.6 | 7.5 | [7 empty] | 0.016836 | 6
52413075 |  | Y | Active | PC | PC | EA | 1 |  |  | NETWORK | RADIO PLANNING | NW = MW HUW -- ODU | HUAWEI | RTN XMC 38G-2 SUB BAND A TX:Lo 37044-37632 MHZ |  | 30.5 | 27.6 | 7.5 | [7 empty] | 0.016836 | 6
52413076 |  | Y | Active | PC | PC | EA | 1 |  |  | NETWORK | RADIO PLANNING | NW = MW HUW -- ODU | HUAWEI | RTN XMC 18 G-2 SUB BAND A TX:Lo 17685-18230 MHZ (MW) |  | 30.5 | 27.6 | 7.5 | [7 empty] | 0.016836 | 6
52413077 |  | Y | Active | PC | PC | EA | 1 |  |  | NETWORK | TRANSMISSION | NW = MW HUW -- ODU | HUAWEI | RTN XMC 18 G-2 SUB BAND A TX:Hi 18695-19240 MHZ (MW) |  | 30.5 | 27.6 | 7.5 | [7 empty] | 0.016836 | 6
52413078 |  | Y | Active | PC | PC | EA | 1 |  |  | NETWORK | RADIO PLANNING | NW = MW HUW -- ODU | HUAWEI | RTN XMC 18G-2 SUB BAND B TX:Lo 18180-18700 MHZ (MW) |  | 35 | 35 | 10 | [7 empty] | 0.0245 | 6
52413079 |  | Y | Active | PC | PC | EA | 1 |  |  | NETWORK | TRANSMISSION | NW = MW HUW -- ODU | HUAWEI | RTN XMC 18G-2 SUB BAND B TX:Hi 19190-19710 MHZ (MW) |  | 37 | 39 | 18 | [7 empty] | 0.02886 | 6
52413088 |  | Y | Active | PC | PC | EA | 1 |  |  | NETWORK | RADIO PLANNING | NW = MW HUW -- ODU | HUAWEI | RTN XMC 38G-2 SUB BAND B TX:Lo 37604-38192 MHZ |  | 30.5 | 27.6 | 7.5 | [7 empty] | 0.016836 | 6
52413089 |  | Y | Active | PC | PC | EA | 1 |  |  | NETWORK | RADIO PLANNING | NW = MW HUW -- ODU | HUAWEI | RTN XMC 38G-2 SUB BAND B TX:Hi 38864-39452 MHZ |  | 30.5 | 27.6 | 7.5 | [7 empty] | 0.016836 | 6
52413117 |  | Y | Active | PC | PC | EA | 1 |  |  | NETWORK | RADIO PLANNING | NW = MW HUW -- ODU | HUAWEI | RTN XMC 26G-2 SUB BAND A TX:Hi 25557-25893 MHZ |  | 30.5 | 27.6 | 7.5 | [7 empty] | 0.016836 | 6
52413118 |  | Y | Active | PC | PC | EA | 1 |  |  | NETWORK | RADIO PLANNING | NW = MW HUW -- ODU | HUAWEI | RTN XMC 26G-2 SUB BAND B TX:l0 24829-25165 MHZ |  | 30.5 | 27.6 | 7.5 | [7 empty] | 0.016836 | 6
52413119 |  | Y | Active | PC | PC | EA | 1 |  |  | NETWORK | RADIO PLANNING | NW = MW HUW -- ODU | HUAWEI | RTN XMC 26G-2 SUB BAND B TX:Hi 25837-236173 MHZ |  | 30.5 | 27.6 | 7.5 | [7 empty] | 0.016836 | 6
52413221 |  | Y | Active | PC | PC | EA | 1 |  |  | NETWORK | RADIO PLANNING | NW = MW -- ODU | HUAWEI | RTN XMC 32G-2 SUB BAND B~~ TX~~LO~~32179-32571 MHZ |  | 30.5 | 27.6 | 276 | [7 empty] | 0.016836 | 6
52413222 |  | Y | Active | PC | PC | EA | 1 |  |  | NETWORK | RADIO PLANNING | NW = MW -- ODU | HUAWEI | RTN XMC 32G-2 SUB BAND B ~~ TX:HI~~32991-33383 MHZ |  | 30.5 | 27.6 | 276 | [7 empty] | 0.016836 | 6
52413223 |  | Y | Active | PC | PC | EA | 1 |  |  | NETWORK | RADIO PLANNING | NW = MW HUW -- ODU | HUAWEI | ODU 28G-2 Subband A LO |  | 30.5 | 27.6 | 7.5 | [7 empty] | 0.016836 | 6
52413224 |  | Y | Active | PC | PC | EA | 1 |  |  | NETWORK | RADIO PLANNING | NW = MW HUW -- ODU | HUAWEI | ODU 28G-2 Subband A HI |  | 30.5 | 27.6 | 276 | [7 empty] | 0.016836 | 6
52413225 |  | Y | Active | PC | PC | EA | 1 |  |  | NETWORK | RADIO PLANNING | NW = MW -- ODU | HUAWEI | RTN XMC 28G 2 SUB BAND B TX Lo 27968-28473 MHZ |  | 30.5 | 27.6 | 7.5 | [7 empty] | 0.016836 | 6
52413226 |  | Y | Active | PC | PC | EA | 1 |  |  | NETWORK | RADIO PLANNING | NW = MW -- ODU | HUAWEI | RTN XMC 28G 2 SUB BAND B TX HI 28976-29481 MHZ |  | 30.5 | 27.6 | 7.5 | [7 empty] | 0.016836 | 6
52413636 |  | Y | Active | PC | PC | EA | 1 |  |  | NETWORK | RADIO PLANNING | NW = MW -- ODU | Huawei | Microwave Outdoor Unit,RTN XMC,7G,-2H,X0720161OLA,161MHz,Sub Band O,Low site,H,7609MHz,7672MHz,Without doc,WR-112,H01 |  | 90 | 44.2 | 8.81 | [7 empty] | 0.07956 | 6
52413637 |  | Y | Active | PC | PC | EA | 1 |  |  | NETWORK | RADIO PLANNING | NW = MW -- ODU | Huawei | Microwave Outdoor Unit,RTN XMC,7G,-2H,X0720161OHA,161MHz,Sub Band O,High site,H,7770MHz,7833MHz,Without doc,WR-112,H01 |  | 90 | 44.2 | 8.81 | [7 empty] | 0.07956 | 6
52413638 |  | Y | Active | PC | PC | EA | 1 |  |  | NETWORK | RADIO PLANNING | NW = MW -- ODU |  | Microwave Outdoor Unit,RTN XMC,7G,-2H,X0720161PLA,161MHz,Sub |  | 0 | 0 | 0.02 | [7 empty] | 0 | 0
52413716 |  | Y | Active | PC | PC | EA | 1 |  |  | NETWORK | RADIO PLANNING | NW = MW HUW -- ODU | HUAWEI | RTN XMC 11G-2H Sub Band A TX Hi 11445-11745 low site |  | 30.5 | 27.6 | 7.5 | [7 empty] | 0.016836 | 6
52413717 |  | Y | Active | PC | PC | EA | 1 |  |  | NETWORK | RADIO PLANNING | NW = MW HUW -- ODU | HUAWEI | RTN XMC 11G-2H Sub Band A TX Hi 11445-11745 high site |  | 30.5 | 27.6 | 7.5 | [7 empty] | 0.016836 | 6
52413718 |  | Y | Active | PC | PC | EA | 1 |  |  | NETWORK | RADIO PLANNING | NW = MW -- ODU | HUAWEI | RTN XMC 11G-2H Sub Band B TX Hi 11445-11745 Low site |  | 30.5 | 27.6 | 7.5 | [7 empty] | 0.016836 | 6
52413719 |  | Y | Active | PC | PC | EA | 1 |  |  | NETWORK | RADIO PLANNING | NW = MW -- ODU | HUAWEI | RTN XMC 11G-2H Sub Band B TX Hi 11445-11745 High site |  | 30.5 | 27.6 | 7.5 | [7 empty] | 0.016836 | 6
52413776 |  | Y | Active | PC | PC | EA | 1 |  |  | NETWORK | RADIO PLANNING | NW = MW HUW -- ODU | HUAWEI | RTN XMC 26G-3.SUB BAND A TX:LO 24549-24885MHZ |  | 30.5 | 27.6 | 7.5 | [7 empty] | 0.016836 | 6
52413777 |  | Y | Active | PC | PC | EA | 1 |  |  | NETWORK | RADIO PLANNING | NW = MW HUW -- ODU | HUAWEI | RTN XMC 26G-3 SUB BAND A TX:Hi 25557-25893 MHZ |  | 30.5 | 27.6 | 276 | [7 empty] | 0.016836 | 6
52413778 |  | Y | Active | PC | PC | EA | 1 |  |  | NETWORK | RADIO PLANNING | NW = MW HUW -- ODU | HUAWEI | RTN XMC 26G-3.SUB BAND B~~ TX:LO~~24829-25165MHZ |  | 30.5 | 27.6 | 276 | [7 empty] | 0.016836 | 6
52413779 |  | Y | Active | PC | PC | EA | 1 |  |  | NETWORK | RADIO PLANNING | NW = MW HUW -- ODU | HUAWEI | RTN XMC 26G-3 SUB BAND B~~ TX:HI~~ 25837-26173MHZ |  | 30.5 | 27.6 | 276 | [7 empty] | 0.016836 | 6
52413780 |  | Y | Active | PC | PC | EA | 1 |  |  | NETWORK | RADIO PLANNING | NW = MW HUW -- ODU | HUAWEI | RTN XMC 26G-3 SUB BAND C~~ TX:LO~~ 25109-25445 MHZ |  | 30.5 | 27.6 | 276 | [7 empty] | 0.016836 | 6
52413781 |  | Y | Active | PC | PC | EA | 1 |  |  | NETWORK | RADIO PLANNING | NW = MW HUW -- ODU | HUAWEI | RTN XMC 26G-3 SUB BAND C~~26117-26453 MHZ |  | 30.5 | 27.6 | 276 | [7 empty] | 0.016836 | 6
52413782 |  | Y | Active | PC | PC | EA | 1 |  |  | NETWORK | RADIO PLANNING | NW = MW -- ODU | HUAWEI | RTN XMC 28G-3.SUB BAND A~~ TX:LO~~27520-28025MHZ |  | 30.5 | 27.6 | 276 | [7 empty] | 0.016836 | 6
52413783 |  | Y | Active | PC | PC | EA | 1 |  |  | NETWORK | RADIO PLANNING | NW = MW -- ODU | HUAWEI | RTN XMC 28G-3 SUB BAND A~~ TX:Hi~~ 28528-29033 MHZ |  | 30.5 | 27.6 | 276 | [7 empty] | 0.016836 | 6
52413786 |  | Y | Active | PC | PC | EA | 1 |  |  | NETWORK | RADIO PLANNING | NW = MW HUW -- ODU | UNKNOWN | RTN XMC 32G-3 SUB BAND A TX:Lo 31815-32207 MHZ (MW) |  | 30.5 | 27.6 | 7.5 | [7 empty] | 0.016836 | 6
52413787 |  | Y | Active | PC | PC | EA | 1 |  |  | NETWORK | RADIO PLANNING | NW = MW HUW -- ODU | UNKNOWN | ODU |  | 30.5 | 27.6 | 7.5 | [7 empty] | 0.016836 | 6
52413788 |  | Y | Active | PC | PC | EA | 1 |  |  | NETWORK | RADIO PLANNING | NW = MW HUW -- ODU | HUAWEI | RTN XMC 32G-3 SUB BAND B~~ TX:Lo~~32179-32571MHZ |  | 30.5 | 27.6 | 7.5 | [7 empty] | 0.016836 | 6
52413789 |  | Y | Active | PC | PC | EA | 1 |  |  | NETWORK | RADIO PLANNING | NW = MW HUW -- ODU | HUAWEI | RTN XMC 32G-3 SUB BAND B TX:Hi 32991-33383MHZ |  | 30.5 | 27.6 | 7.5 | [7 empty] | 0.016836 | 6
52413844 |  | Y | Active | PC | PC | EA | 1 |  |  | NETWORK | RADIO PLANNING | NW = MW HUW -- ODU | HUAWEI | RTN XMC 38G-3 SUB BAND A TX:Lo 37044-37632MHZ |  | 30.5 | 27.6 | 7.5 | [7 empty] | 0.016836 | 6
52413845 |  | Y | Active | PC | PC | EA | 1 |  |  | NETWORK | RADIO PLANNING | NW = MW HUW -- ODU | HUAWEI | RTN XMC 38G-3 SUB BAND A TX:Hi 38304-38892 MHZ |  | 30.5 | 27.6 | 7.5 | [7 empty] | 0.016836 | 6
52413846 |  | Y | Active | PC | PC | EA | 1 |  |  | NETWORK | RADIO PLANNING | NW = MW HUW -- ODU | HUAWEI | RTN XMC 38G-3 SUB BAND B TX:LO 37604-38192 MHZ |  | 30.5 | 27.6 | 7.5 | [7 empty] | 0.016836 | 6
52413847 |  | Y | Active | PC | PC | EA | 1 |  |  | NETWORK | RADIO PLANNING | NW = MW HUW -- ODU | HUAWEI | RTN XMC 38G-3 SUB BAND B TX:Hi 38864-39452 MHZ |  | 30.5 | 27.6 | 7.5 | [7 empty] | 0.016836 | 6
52413848 |  | Y | Active | PC | PC | PC | 1 |  |  | NETWORK | RADIO PLANNING | NW = MW HUW -- ODU | HUAWEI | RTN XMC 18G-3 SUB BAND A/A~~ TX:LO~~ 17685-18230 MHZ |  | 30.5 | 27.6 | 276 | [7 empty] | 0.016836 | 6
52413849 |  | Y | Active | PC | PC | PC | 1 |  |  | NETWORK | RADIO PLANNING | NW = MW HUW -- ODU | HUAWEI | RTN XMC 18G-3 SUB BAND A/A~~ TX:HI~~ 18695-19240 MHZ |  | 30.5 | 27.6 | 276 | [7 empty] | 0.016836 | 6
52413850 |  | Y | Active | PC | PC | PC | 1 |  |  | NETWORK | RADIO PLANNING | NW = MW -- ODU | HUAWEI | RTN XMC 18G-3 SUB BND B~~ TX:LO~~ 18180-18700 MHZ |  | 30.5 | 27.6 | 276 | [7 empty] | 0.016836 | 6
52413851 |  | Y | Active | PC | PC | PC | 1 |  |  | NETWORK | RADIO PLANNING | NW = MW -- ODU | HUAWEI | RTN XMC 18G-3 SUB BND B~~ TX:HI~~ 19190-19710 MHZ |  | 30.5 | 27.6 | 276 | [7 empty] | 0.016836 | 6
52413880 |  | Y | Active | PC | PC | EA | 1 |  |  | NETWORK | RADIO PLANNING | NW = MW HUW -- ODU | HUAWEI | RTN XMC 23G-3 SUB BAND:A TX:LO 21990.5-22330.5MHz |  | 30.5 | 27.6 | 7.5 | [7 empty] | 0.016836 | 6
52413881 |  | Y | Active | PC | PC | EA | 1 |  |  | NETWORK | RADIO PLANNING | NW = MW HUW -- ODU | HUAWEI | RTN XMC 23G-3 SUB BAND:A TX:HI 22998.5-23338.5MHz |  | 30.5 | 27.6 | 7.5 | [7 empty] | 0.016836 | 6
52413882 |  | Y | Active | PC | PC | EA | 1 |  |  | NETWORK | RADIO PLANNING | NW = MW HUW -- ODU | HUAWEI | RTN XMC 23G-3 SUB BAND B~~ TX:LO~~ 22260-22610 MHZ |  | 30.5 | 27.6 | 276 | [7 empty] | 0.016836 | 6
52413883 |  | Y | Active | PC | PC | PC | 1 |  |  | NETWORK | RADIO PLANNING | NW = MW HUW -- ODU | HUAWEI | RTN XMC 23G-3.SUB BAND B~~ TX:HI~~23268-23618MHZ |  | 30.5 | 27.6 | 276 | [7 empty] | 0.016836 | 6
52413892 |  | Y | Active | PC | PC | EA | 1 |  |  | NETWORK | RADIO PLANNING | NW = MW -- ODU | HUAWEI | RTN XMC 23G-3.SUB BAND B: TX:LO 21779-22386MHZ |  | 30.5 | 27.6 | 276 | [7 empty] | 0.016836 | 6
52413893 |  | Y | Active | PC | PC | EA | 1 |  |  | NETWORK | RADIO PLANNING | NW = MW -- ODU | HUAWEI | RTN XMC 23G-2.SUB BAND B: TX:Hi 23011-23618MHZ |  | 30.5 | 27.6 | 276 | [7 empty] | 0.016836 | 6
52413902 |  | Y | Active | PC | PC | PC | 1 |  |  | NETWORK | RADIO PLANNING | NW = MW -- ODU | HUAWEI | RTN XMC 15G-3 SUB BAND B/C/C~~ TX:HI~~ 14718-14942 MHZ |  | 30.5 | 27.6 | 7.5 | [7 empty] | 0.016836 | 6
52413903 |  | Y | Active | PC | PC | PC | 1 |  |  | NETWORK | RADIO PLANNING | NW = MW -- ODU | HUAWEI | RTN XMC 15G-3 SUB BAND B/C/C~~ TX:HI~~ 151338-15348 MHZ |  | 30.5 | 27.6 | 7.5 | [7 empty] | 0.016836 | 6
52413904 |  | Y | Active | PC | PC | EA | 1 |  |  | NETWORK | RADIO PLANNING | NW = MW HUW -- ODU | HUAWEI | RTN XMC 15G-3 SUB BAND A TX:LO 14501-14725 MHZ |  | 30.5 | 27.6 | 276 | [7 empty] | 0.016836 | 6
52413905 |  | Y | Active | PC | PC | EA | 1 |  |  | NETWORK | RADIO PLANNING | NW = MW HUW -- ODU | HUAWEI | RTN XMC 15G-3 SUB BAND A TX:HI 14921-15145 MHZ |  | 30.5 | 27.6 | 276 | [7 empty] | 0.016836 | 6
52430550 |  | Y | Active | PC | PC | EA | 1 |  |  | NETWORK | TRANSMISSION | NW = MW -- MW ANT -- 1.2 M | HUAWEI | MICROWAVE ANTENNA A18D12HS 18G 1200MM HP DUAL SEPARATE MOUNT |  | 120 | 100 | 1 | [7 empty] | 0.72 | 2
52430777 |  | Y | Active | PC | PC | EA | 1 |  |  | NETWORK | TRANSMISSION | NW = MW -- MW ANT -- 1.2 M | HUAWEI | MICROWAVE ANTENNA A07S12HD 7&8G 1200MM HP SINGLE COMPACT MOU |  | 120 | 100 | 1 | [7 empty] | 0.72 | 2
52431111 |  | Y | Active | PC | PC | PC | 1 |  |  | NETWORK | RADIO PLANNING | NW = MW HUW -- MW ANT -- 0.6 M | HUAWEI | 14.4-15.35GHz~~ 0.6m |  | 120 | 80 | 1 | [7 empty] | 0.144 | 8
52431149 |  | Y | Active | PC | PC | EA | 1 |  |  | NETWORK | RADIO PLANNING | NW = MW -- MW ANT -- 0.9 M | HUAWEI | MW DISH 0.9 15 G |  | 120 | 100 | 1 | [7 empty] | 0.72 | 2
52431166 |  | Y | Active | PC | PC | EA | 1 |  |  | NETWORK | RADIO PLANNING | NW = MW -- MW ANT -- 1.2 M | HUAWEI | MW Antenna 1.2- 7 GHz |  | 120 | 100 | 1 | [7 empty] | 0.72 | 2
52431167 |  | Y | Active | PC | PC | EA | 1 |  |  | NETWORK | RADIO PLANNING | NW = MW -- MW ANT -- 1.8 M | HUAWEI | MW Antenna 1.8- 7 GHz |  | 120 | 100 | 1 | [7 empty] | 0.72 | 2
52431169 |  | Y | Active | PC | PC | EA | 1 |  |  | NETWORK | RADIO PLANNING | NW = MW -- MW ANT -- 0.9 M | HUAWEI | 10.7-11.7GHZ~~37.9DBI~~0.9M |  | 120 | 100 | 1 | [7 empty] | 0.72 | 2
52431170 |  | Y | Active | PC | PC | EA | 1 |  |  | NETWORK | RADIO PLANNING | NW = MW HUW -- MW ANT -- 1.2 M | HUAWEI | Antenna 10.7-11.7 GHz~~40.4dBi~~ 1.2m |  | 120 | 100 | 1 | [7 empty] | 0.72 | 2
52431176 |  | Y | Active | PC | PC | EA | 1 |  |  | NETWORK | RADIO PLANNING | NW = MW HUW -- MW ANT -- 0.6 M | HUAWEI | XMC antenna 0.6M |  | 120 | 80 | 1 | [7 empty] | 0.144 | 8
52431177 |  | Y | Active | PC | PC | EA | 1 |  |  | NETWORK | RADIO PLANNING | NW = MW HUW -- MW ANT -- 0.9 M | HUAWEI | 14400-15350MHZ 40.3dBI 0.9M |  | 120 | 100 | 1 | [7 empty] | 0.72 | 2
52431178 |  | Y | Active | PC | PC | PC | 1 |  |  | NETWORK | RADIO PLANNING | NW = MW HUW -- MW ANT -- 1.2 M | HUAWEI | 14400-15350MHZ~~42.9DBI~~1.2M |  | 120 | 100 | 1 | [7 empty] | 0.72 | 2
52431180 |  | Y | Active | PC | PC | EA | 1 |  |  | NETWORK | RADIO PLANNING | NW = MW HUW -- MW ANT -- 0.6 M | HUAWEI | ANTENNA~~17.7-19.7GHz~~38.5dBi~~0.6m~~XMC |  | 120 | 80 | 1 | [7 empty] | 0.144 | 8
52431181 |  | Y | Active | PC | PC | EA | 1 |  |  | NETWORK | RADIO PLANNING | NW = MW HUW -- MW ANT -- 0.9 M | HUAWEI | Antenna 17700-19700 mHz 42.3dBi 0.9m(with Safety Rod) |  | 120 | 100 | 1 | [7 empty] | 0.72 | 2
52431182 |  | Y | Active | PC | PC | EA | 1 |  |  | NETWORK | RADIO PLANNING | NW = MW HUW -- MW ANT -- 1.2 M | HUAWEI | 17700~19100MHz~~44.7dBi~~1.2m |  | 120 | 100 | 1 | [7 empty] | 0.72 | 2
52431184 |  | Y | Active | PC | PC | EA | 1 |  |  | NETWORK | RADIO PLANNING | NW = MW HUW -- MW ANT -- 0.6 M | HUAWEI | Antenna 21.2-23.6GHz 40.5dBi 0.6M |  | 120 | 80 | 1 | [7 empty] | 0.144 | 8
52431185 |  | Y | Active | PC | PC | EA | 1 |  |  | NETWORK | RADIO PLANNING | NW = MW HUW -- MW ANT -- 0.9 M | HUAWEI | 21200-23600GHZ 43.9dBi 0.9m |  | 120 | 100 | 1 | [7 empty] | 0.72 | 2
52431186 |  | Y | Active | PC | PC | EA | 1 |  |  | NETWORK | RADIO PLANNING | NW = MW -- MW ANT -- 1.2 M | HUAWEI | 21200-23600MHZ~~46.7dBI~~1.2M |  | 120 | 100 | 1 | [7 empty] | 0.72 | 2
52431188 |  | Y | Active | PC | PC | EA | 1 |  |  | NETWORK | RADIO PLANNING | NW = MW -- MW ANT -- 0.3 M | HUAWEI | 24.25-26.5GHZ 36.6dBI 0.3M XMC Antenna |  | 120 | 80 | 1 | [7 empty] | 0.144 | 8
52431189 |  | Y | Active | PC | PC | EA | 1 |  |  | NETWORK | RADIO PLANNING | NW = MW HUW -- MW ANT -- 0.6 M | HUAWEI | ANTENNA 24.25-.26.5GHz 41.6dBi 0.6 XMC |  | 120 | 80 | 1 | [7 empty] | 0.144 | 8
52431190 |  | Y | Active | PC | PC | EA | 1 |  |  | NETWORK | RADIO PLANNING | NW = MW HUW -- MW ANT -- 0.9 M | HUAWEI | ANTENNA 24.25-26.5GHz 45dBi 0.9m XMC |  | 120 | 100 | 1 | [7 empty] | 0.72 | 2
52431191 |  | Y | Active | PC | PC | EA | 1 |  |  | NETWORK | RADIO PLANNING | NW = MW -- MW ANT -- 1.2 M | HUAWEI | 24.25-26.5GHZ~~47.4DBI~~1.2M |  | 120 | 100 | 1 | [7 empty] | 0.72 | 2
52431319 |  | Y | Active | PC | PC | EA | 1 |  |  | NETWORK | RADIO PLANNING | NW = MW HUW -- MW ANT -- 0.6 M | HUAWEI | MW Ant:33.8-33.4GHz~~43.0dBi~~0.6M |  | 120 | 80 | 1 | [7 empty] | 0.144 | 8
52431321 |  | Y | Active | PC | PC | EA | 1 |  |  | NETWORK | RADIO PLANNING | NW = MW HUW -- MW ANT -- 0.6 M | HUAWEI | Antenna 37.0-40.0 GHz 45.2 dBi 0.6m |  | 120 | 80 | 1 | [7 empty] | 0.144 | 8
52431369 |  | Y | Active | PC | PC | EA | 1 |  |  | NETWORK | RADIO PLANNING | NW = MW -- MW ANT -- 1.2 M | Huawei | Microwave Antenna,A07D12HAC,7/8G,1200mm,HP,Dual Polarization,Direct(XMC)/Separate(All RTN ODU) Mount,36.9dBi,2.2deg,30dB,With English doc,C3 |  | 120 | 100 | 1 | [7 empty] | 0.72 | 2
52431373 |  | Y | Active | PC | PC | EA | 1 |  |  | NETWORK | RADIO PLANNING | NW = MW -- MW ANT -- 0.9 M | Huawei | Microwave Antenna,A11D09HAC,11G,900mm,HP,Dual Polarization,Direct(XMC)/Separate(All RTN ODU) Mount,37.5dBi,2.1deg,30dB,With English doc,C3 |  | 120 | 100 | 1 | [7 empty] | 0.72 | 2
52431374 |  | Y | Active | PC | PC | EA | 1 |  |  | NETWORK | RADIO PLANNING | NW = MW -- MW ANT -- 1.2 M | Huawei | Microwave Antenna,A11D12HAC,11G,1200mm,HP,Dual Polarization,Direct(XMC)/Separate(All RTN ODU) Mount,40dBi,1.5deg,30dB,With English doc,C3 |  | 120 | 100 | 1 | [7 empty] | 0.72 | 2
52431378 |  | Y | Active | PC | PC | EA | 1 |  |  | NETWORK | RADIO PLANNING | NW = MW -- MW ANT -- 0.9 M | Huawei | Microwave Antenna,A13D09HAC,13G,900mm,HP,Dual Polarization,Direct(XMC)/Separate(All RTN ODU) Mount,38.8dBi,1.8deg,30dB,With English doc,C3 |  | 120 | 100 | 1 | [7 empty] | 0.72 | 2
52431382 |  | Y | Active | PC | PC | EA | 1 |  |  | NETWORK | RADIO PLANNING | NW = MW HUW -- MW ANT -- 0.6 M | HUAWEI | 14.4-15.35 GHz 36.4 dBi 0.6M XMC antenna |  | 120 | 80 | 1 | [7 empty] | 0.144 | 8
52431383 |  | Y | Active | PC | PC | EA | 1 |  |  | NETWORK | RADIO PLANNING | NW = MW -- MW ANT -- 0.9 M | Huawei | Microwave Antenna,A15D09HAC,15G,900mm,HP,Dual Polarization,Direct(XMC)/Separate(All RTN ODU) Mount,39.9dBi,1.6deg,30dB,With English doc,C3 |  | 120 | 100 | 1 | [7 empty] | 0.72 | 2
52431384 |  | Y | Active | PC | PC | EA | 1 |  |  | NETWORK | RADIO PLANNING | NW = MW HUW -- MW ANT -- 1.2 M | HUAWEI | MW DISH 1.2 15 G |  | 120 | 100 | 1 | [7 empty] | 0.72 | 2
52431386 |  | Y | Active | PC | PC | PC | 1 |  |  | NETWORK | RADIO PLANNING | NW = MW -- MW ANT -- 0.3 M | HUAWEI | 17.7-19.7GHZ~~33.6DBI~~0.3M~~XMC |  | 120 | 80 | 1 | [7 empty] | 0.144 | 8
52431387 |  | Y | Active | PC | PC | EA | 1 |  |  | NETWORK | RADIO PLANNING | NW = MW HUW -- MW ANT -- 0.6 M | HUAWEI | 17.7-19.7GHz 38.3dBi 0.6m XMC |  | 120 | 80 | 1 | [7 empty] | 0.144 | 8
52431388 |  | Y | Active | PC | PC | EA | 1 |  |  | NETWORK | RADIO PLANNING | NW = MW HUW -- MW ANT -- 0.9 M | HUAWEI | 17700-19700MHz 41.7dBi 0.9m XMC |  | 120 | 100 | 1 | [7 empty] | 0.72 | 2
52431389 |  | Y | Active | PC | PC | EA | 1 |  |  | NETWORK | RADIO PLANNING | NW = MW -- MW ANT -- 1.2 M | Huawei | Microwave Antenna,A18D12HAC,18G,1200mm,HP,Dual Polarization,Direct(XMC)/Separate(All RTN ODU) Mount,44.1dBi,0.9deg,30dB,With English doc,C3 |  | 120 | 100 | 1 | [7 empty] | 0.72 | 2
52431391 |  | Y | Active | PC | PC | EA | 1 |  |  | NETWORK | RADIO PLANNING | NW = MW HUW -- MW ANT -- 0.3 M | HUAWEI | ANTENNA 21.2-.23.6GHz 34.7dBi 0.3 XMC |  | 120 | 80 | 1 | [7 empty] | 0.144 | 8
52431392 |  | Y | Active | PC | PC | EA | 1 |  |  | NETWORK | RADIO PLANNING | NW = MW HUW -- MW ANT -- 0.6 M | HUAWEI | ANTENNA 21.2-23.6GHz 39.9dBi 0.6 XMC |  | 120 | 80 | 1 | [7 empty] | 0.144 | 8
52431393 |  | Y | Active | PC | PC | EA | 1 |  |  | NETWORK | RADIO PLANNING | NW = MW HUW -- MW ANT -- 0.9 M | HUAWEI | 21200-23600GHz 43.3dBi 0.9m |  | 120 | 100 | 1 | [7 empty] | 0.72 | 2
52431397 |  | Y | Active | PC | PC | EA | 1 |  |  | NETWORK | RADIO PLANNING | NW = MW HUW -- MW ANT -- 0.6 M | HUAWEI | ANTENNA 24.25-26.5GHz 40.8dBi 0.6 XMC |  | 120 | 80 | 1 | [7 empty] | 0.144 | 8
52431398 |  | Y | Active | PC | PC | EA | 1 |  |  | NETWORK | RADIO PLANNING | NW = MW HUW -- MW ANT -- 0.9 M | HUAWEI | 24250-26500MHZ 442DBI 0.9M XMC |  | 120 | 100 | 1 | [7 empty] | 0.72 | 2
52431401 |  | Y | Active | PC | PC | EA | 1 |  |  | NETWORK | RADIO PLANNING | NW = MW HUW -- MW ANT -- 0.6 M | HUAWEI | 27.5-29.5GHz 41.8dBi 0.6M XMC |  | 120 | 80 | 1 | [7 empty] | 0.144 | 8
52431403 |  | Y | Active | PC | PC | EA | 1 |  |  | NETWORK | RADIO PLANNING | NW = MW HUW -- MW ANT -- 0.6 M | UNKNOWN | ANTENNA 31.8-33.4GHz 42.5dBi 0.6m XMC |  | 120 | 80 | 1 | [7 empty] | 0.144 | 8
52431404 |  | Y | Active | PC | PC | EA | 1 |  |  | NETWORK | RADIO PLANNING | NW = MW HUW -- MW ANT -- 0.3 M | HUAWEI | 37.0-40.0GHz 44.2dBi 0.3m |  | 120 | 80 | 1 | [7 empty] | 0.144 | 8
52431404/52431405 |  | Y | Active | PC | PC | EA | 1 |  |  | NETWORK | RADIO PLANNING | NW = MW HUW -- MW ANT | HUAWEI | Orthomode transducer ( Coupler ) |  | 0 | 0 | 0.108 | [7 empty] | 0 | 0
52431405 |  | Y | Active | PC | PC | EA | 1 |  |  | NETWORK | RADIO PLANNING | NW = MW HUW -- MW ANT -- 0.6 M | HUAWEI | 37.0-40.0GHz 44.2dBi 0.6m |  | 120 | 80 | 1 | [7 empty] | 0.144 | 8
52431565 |  | Y | Active | PC | PC | EA | 1 |  |  | NETWORK | RADIO PLANNING | NW = MW -- MW ANT -- 1.2 M | HUAWEI | 17.7-19.7GHZ 44.7DBI 1.2M XMC |  | 120 | 100 | 1 | [7 empty] | 0.72 | 2
52431759 |  | Y | Active | PC | PC | EA | 1 |  |  | NETWORK | RADIO PLANNING | NW = MW -- MW ANT -- 0.3 M | HUAWEI | 71-86GHz~~43.8dBi~~0.3M~~XMC |  | 120 | 80 | 1 | [7 empty] | 0.144 | 8
52432357 |  | Y | Active | PC | PC | EA | 1 |  |  | NETWORK | RADIO PLANNING | NW = MW -- MW ANT -- 0.6 M | HUAWEI | 71000-86000MHZ~~49DBI~~0.6M~~XMC |  | 120 | 80 | 1 | [7 empty] | 0.144 | 8
52432358 |  | Y | Active | PC | PC | EA | 1 |  |  | NETWORK | RADIO PLANNING | NW = MW -- MW ANT -- 0.3 M | HUAWEI | 71000-86000MHZ~~44.5DBI~~0.3M~~XMC |  | 120 | 80 | 1 | [7 empty] | 0.144 | 8
52440117 |  | Y | Active | PC | PC | PC | 1 |  |  | NETWORK | RADIO PLANNING | NW = MW -- CABLE | HUAWEI | MICROWAVE ACCESSORIES E1 CABLE NEC GUILIN NEC 10M 120OHM WITHOUT DOC |  | 0 | 0 | 0 | [7 empty] | 0 | 0
52440197 |  | Y | Active | PC | PC | EA | 1 |  |  | NETWORK | TRANSMISSION | NW = MW -- COUPLER | HUAWEI | MICROWAVE ACCESSORY COUPLER 7&8G 1.025 DIA 3DB WITH ENGLISH |  | 33 | 24 | 24 | [7 empty] | 0.09504 | 1
52440200 |  | Y | Active | PC | PC | PC | 1 |  |  | NETWORK | RADIO PLANNING | NW = MW -- HYBRID COUPLER | HUAWEI | Hybrid coupler |  | 30 | 20 | 200 | [7 empty] | 0.036 | 2
52440201 |  | Y | Active | PC | PC | EA | 1 |  |  | NETWORK | RADIO PLANNING | NW = RADIO -- ANTENNA | UNKNOWN | DIRECTIONAL ANTENNA DXX-790-960/1710-2180-65/65-17.5I/18.5I- |  | 30 | 30 | 10 | [7 empty] | 0.018 | 6
52440206 |  | Y | Active | PC | PC | EA | 1 |  |  | NETWORK | RADIO PLANNING | NW = MW -- HYBRID COUPLER | HUAWEI | Hybrid coupler |  | 30 | 20 | 200 | [7 empty] | 0.036 | 2
52440209 |  | Y | Active | PC | PC | EA | 1 |  |  | NETWORK | TRANSMISSION | NW = MW -- COUPLER | HUAWEI | MICROWAVE ACCESSORY COUPLER 15G R140 6DB WITH ENGLISH DOC |  | 54 | 22 | 20 | [7 empty] | 0.14256 | 1
52440210 |  | Y | Active | PC | PC | EA | 1 |  |  | NETWORK | TRANSMISSION | NW = MW -- COUPLER | HUAWEI | MICROWAVE ACCESSORY COUPLER 18G R220 6DB WITH ENGLISH DOC |  | 33 | 24 | 24 | [7 empty] | 0.09504 | 1
52440213 |  | Y | Active | PC | PC | EA | 1 |  |  | NETWORK | TRANSMISSION | NW = MW -- COUPLER | HUAWEI | MICROWAVE ACCESSORY COUPLER 38G 0.219 DIA 6DB WITH ENGLISH |  | 33 | 24 | 24 | [7 empty] | 0.09504 | 1
52440317 |  | Y | Active | PC | PC | EA | 1 |  |  | NETWORK | TRANSMISSION | NW = TX -- ACCESSORY | HUAWEI | MICROWAVE ACCESSORY ODU ADAPTER 11G UBR100 WITH ENGLISH DOC |  | 0 | 0 | 0 | [7 empty] | 0 | 0
52440319 |  | Y | Active | PC | PC | EA | 1 |  |  | NETWORK | TRANSMISSION | NW = MW -- ODU | HUAWEI | ODU Adapter.14.4 -15.4GHZ UBR140/COUPLER (MW) |  | 30.5 | 27.6 | 276 | [7 empty] | 0.016836 | 6
52440320 |  | Y | Active | PC | PC | EA | 1 |  |  | NETWORK | TRANSMISSION | NW = MW -- HYBRID COUPLER | HUAWEI | MICROWAVE ACCESSORY ODU ADAPTER 18&23&26G UBR220 WITH ENGLIS |  | 29 | 20 | 1 | [7 empty] | 0.0348 | 2
52440561 |  | Y | Active | PC | PC | EA | 1 |  |  | NETWORK | RADIO PLANNING | NW = MW HUW -- HYBRID COUPLER | HUAWEI | Hybrid coupler |  | 30 | 20 | 10 | [7 empty] | 0.012 | 6
52440563 |  | Y | Active | PC | PC | EA | 1 |  |  | NETWORK | RADIO PLANNING | NW = MW HUW -- HYBRID COUPLER | HUAWEI | Hybrid coupler |  | 30 | 20 | 15 | [7 empty] | 0.012 | 6
52440572 |  | Y | Active | PC | PC | EA | 1 |  |  | NETWORK | RADIO PLANNING | NW = MW HUW -- HYBRID COUPLER | HUAWEI | Hybrid coupler |  | 30 | 20 | 10 | [7 empty] | 0.012 | 6
52440597 |  | Y | Active | PC | PC | EA | 1 |  |  | NETWORK | RADIO PLANNING | NW = MW HUW -- HYBRID COUPLER | HUAWEI | Hybrid coupler |  | 30 | 20 | 15 | [7 empty] | 0.012 | 6
52440599 |  | Y | Active | PC | PC | EA | 1 |  |  | NETWORK | RADIO PLANNING | NW = MW HUW -- HYBRID COUPLER | HUAWEI | Hybrid coupler |  | 30 | 20 | 15 | [7 empty] | 0.012 | 6
52440608 |  | Y | Active | PC | PC | EA | 1 |  |  | NETWORK | TRANSMISSION | NW = MW -- WAVEGUIDE | HUAWEI | MICROWAVE ACCESSORY FLEXIBLE WAVEGUIDE 10/11G 0.9M PBR100 WI |  | 38 | 23 | 10 | [7 empty] | 0.0020976 | 50
52440609 |  | Y | Active | PC | PC | EA | 1 |  |  | NETWORK | TRANSMISSION | NW = MW -- WAVEGUIDE | HUAWEI | MICROWAVE ACCESSORY FLEXIBLE WAVEGUIDE 13G 0.9M PBR120 WITH |  | 41 | 42 | 9 | [7 empty] | 0.020664 | 10
52440611 |  | Y | Active | PC | PC | EA | 1 |  |  | NETWORK | TRANSMISSION | NW = MW -- WAVEGUIDE | HUAWEI | MICROWAVE ACCESSORY FLEXIBLE WAVEGUIDE 18/23/26G 0.9M PBR220 |  | 34 | 19 | 12 | [7 empty] | 0.03876 | 2
52440645 |  | Y | Active | PC | PC | EA | 1 |  |  | NETWORK | RADIO PLANNING | NW = MW HUW -- HYBRID COUPLER | HUAWEI | Hybrid Coupler |  | 30 | 20 | 200 | [7 empty] | 0.036 | 2
52440716 |  | Y | Active | PC | PC | EA | 1 |  |  | NETWORK | RADIO PLANNING | NW = MW HUW -- HYBRID COUPLER | HUAWEI | Hybrid Coupler |  | 30 | 20 | 200 | [7 empty] | 0.036 | 2
52440852 |  | Y | Active | PC | PC | EA | 1 |  |  | NETWORK | RADIO PLANNING | NW = TX -- MW - COUPLER | HUAWEI | COUPLAR PLATES |  | 40 | 20 | 20 | [7 empty] | 0.096 | 1
524411755 |  | Y | Active | PC | PC | EA | 1 |  |  | NETWORK | TRANSMISSION | NW = MW -- ODU | HUAWEI | MICROWAVE OUTDOOR UNIT OPTIX RTN600 11G HP 11S0530ANH 530MHZ |  | 45 | 33 | 10 | [7 empty] | 0.0297 | 6
52450404 |  | Y | Active | PC | PC | EA | 1 |  |  | NETWORK | RADIO PLANNING | NW = MW -- IDU |  | OPTIX RTN 310 38G |  | 0 | 0 | 0.014 | [7 empty] | 0 | 0
52450405 |  | Y | Active | PC | PC | EA | 1 |  |  | NETWORK | RADIO PLANNING | NW = MW -- IDU | HUAWEI | RTN 310,386,-3,F3831260BLA, 1260MHz,Sub Band B, high site, H |  | 0 | 0 | 0.108 | [7 empty] | 0 | 0
52450406 |  | Y | Active | PC | PC | EA | 1 |  |  | NETWORK | RADIO PLANNING | NW = MW -- IDU | HUAWEI | RTN 310,386,-3,F3831260BLA, 1260MHz,Sub Band B, Low site, H |  | 0 | 0 | 0.108 | [7 empty] | 0 | 0
52451239 |  | Y | Active | PC | PC | EA | 1 |  |  | NETWORK | RADIO PLANNING | NW = MW -- IDU | HUAWEI | RTN380H |  | 30.5 | 27.6 | 276 | [7 empty] | 0.033672 | 3
52451240 |  | Y | Active | PC | PC | EA | 1 |  |  | NETWORK | RADIO PLANNING | NW = MW -- IDU | HUAWEI | RTN380H |  | 30.5 | 27.6 | 276 | [7 empty] | 0.033672 | 3
53-2537-02 |  | Y | Active | PC | PC | PC | 1 |  |  | NETWORK | TRANSMISSION | NW = TX -- ACCESSORY | UNKNOWN | Switch cable kit accessories |  | 0 | 0 | 0 | [7 empty] | 0 | 0
53-2576-01 |  | Y | Active | PC | PC | EA | 1 |  |  | NETWORK | TRANSMISSION | NW = TX -- ACCESSORY | CISCO | ACCESSORIES |  | 25 | 15 | 1 | [7 empty] | 0.000225 | 200
537746-171 |  | Y | Active | PC | PC | EA | 1 |  |  | IT | IT INFRASTRUCTURE | IT = KEYBOARD | HP | key board |  | 0 | 0 | 0 | [7 empty] | 0 | 0
54013077 |  | Y | Active | PC | PC | EA | 1 |  |  | NETWORK | TRANSMISSION | NW = RADIO -- SUBRACK | HUAWEI | EXPANSION SUBRACK (GSM) |  | 60 | 70 | 171 | [7 empty] | 0.504 | 1
5406725-01 REV50 |  | Y | Active | PC | PC | EA | 1 |  |  | NETWORK | TRANSMISSION | NW = TX -- SUN RACK | SUN | SUN RACK |  | 0 | 0 | 0 | [7 empty] | 0 | 0
540-6753-03 |  | Y | Active | PC | PC | PC | 1 |  |  | NETWORK | RADIO PLANNING | NW = RADIO -- ACCESSORY | SUN MICROSYSTEM | MOTOROLA ITEMS |  | 60 | 123 | 184 | [7 empty] | 0.8856 | 1
5406753-03 |  | Y | Active | PC | PC | PC | 1 |  |  | NETWORK | RADIO PLANNING | NW = RADIO -- ACCESSORY | MOTOROLA | MOTOROLA ITEMS |  | 0 | 0 | 0 | [7 empty] | 0 | 0
540-7527-01 |  | Y | Active | PC | PC | PC | 1 |  |  | NETWORK | RADIO PLANNING | NW = RADIO -- ACCESSORY | MOTOROLA | MOTOROLA ITEMS |  | 1 | 1 | 1 | [7 empty] | 0.00012 | 1
541-3389-02 |  | Y | Active | PC | PC | PC | 1 |  |  | NETWORK | RADIO PLANNING | NW = RADIO -- ACCESSORY | MOTOROLA | MOTOROLA ITEMS |  | 77 | 49 | 9 | [7 empty] | 0.22638 | 2
542991-002 |  | Y | Active | PC | PC | EA | 1 |  |  | NETWORK | CORE | NW = CORE -- ACCESSORY | HP | CDS |  | 32 | 22 | 10 | [7 empty] | 0.004224 | 20
543498-001 |  | Y | Active | PC | PC | EA | 1 |  |  | NETWORK | CORE | NW = CORE -- ACCESSORY | HP | HEWLETT PACKARD PLUG KIT |  | 36 | 27 | 11 | [7 empty] | 0.011664 | 10
56161600002 |  | Y | Active | PC | PC | PC | 1 |  |  | NETWORK | RADIO PLANNING | NW = MW -- DUPLEXER | UNKNOWN | 15GHZ DUPLEXER ¦ (15G / B / TH / 0000-420M) TX: 15061-15208 (MHZ) RX: 14641-14788 (MHZ) |  | 0 | 0 | 0 | [7 empty] | 0 | 0
565-1785-03 |  | Y | Active | PC | PC | EA | 1 |  |  | NETWORK | RADIO PLANNING | NW = TX -- SUN RACK | SUN | SUN MISCELLENEOUS |  | 58 | 30 | 4 | [7 empty] | 0.04176 | 5
5722 |  | Y | Active | PC | PC | EA | 1 |  |  | NETWORK | RADIO PLANNING | NW = RADIO -- ANTENNA | POWERWAVE | SINGLE BROADBAND ANTENNAS( X-POL FREQUENCY (MHZ): 1710-2170 |  | 220 | 20 | 18 | [7 empty] | 0.088 | 6
579237-B21 |  | Y | Active | PC | PC | EA | 1 |  |  | Facility | TECH FACILITIES OPS | FACILITY = SERVER | HP | HP Server |  | 0 | 0 | 0 | [7 empty] | 0 | 0
579239-421 |  | Y | Active | PC | PC | EA | 1 |  |  | NETWORK | TRANSMISSION | NW = TX -- SERVER | HP | SERVER CPU |  | 100 | 58 | 23 | [7 empty] | 0.348 | 2
588857_B21 |  | Y | Active | PC | PC | EA | 1 |  |  | Facility | SALES FACILITY | FACILITY = | SUN microsystems | HPSARYMEDAPPL02 |  | 0 | 0 | 0 | [7 empty] | 0 | 0
590N005-245-10 |  | Y | Active | PC | PC | EA | 1 |  |  | NETWORK | IBS | NW = IBS -- NEXTIVITY | NEXTIVITY | CELFI-RS218 |  | 27 | 20 | 23 | [7 empty] | 0.00648 | 10
590N412-221-10B |  | Y | Active | PC | PC | EA | 1 |  |  | NETWORK | IBS | NW = IBS -- NEXTIVITY | NEXTIVITY | CELFI-P34 |  | 0 | 0 | 0 | [7 empty] | 0 | 0
594-1904-01 |  | Y | Active | PC | PC | EA | 1 |  |  | NETWORK | CORE | NW = TX -- SUN RACK | NOKIA SIEMENS NETWORK | SUN STORE EDGE 3100 |  | 1 | 1 | 1 | [7 empty] | 0.00012 | 1
594-1907-01 |  | Y | Active | PC | PC | EA | 1 |  |  | NETWORK | CORE | NW = TX -- SUN RACK | NOKIA SIEMENS NETWORK | SUN STORE EDGE 3100 |  | 1 | 1 | 1 | [7 empty] | 0.00012 | 1
594-1983-01 |  | Y | Active | PC | PC | EA | 1 |  |  | NETWORK | CORE | NW = CORE -- ACCESSORY | NOKIA SIEMENS NETWORK | STORE EDGE 3500 |  | 1 | 1 | 1 | [7 empty] | 0.00012 | 1
594-2278-02 |  | Y | Active | PC | PC | EA | 1 |  |  | NETWORK | RADIO PLANNING | NW = TX -- SUN RACK | SUN | SUN MISCELLENEOUS |  | 32 | 26 | 29 | [7 empty] | 0.019968 | 5
594-4273-01 |  | Y | Active | PC | PC | EA | 1 |  |  | NETWORK | CORE | NW = CORE -- ACCESSORY | NOKIA SIEMENS NETWORK | STORAGETEC 2500 |  | 1 | 1 | 1 | [7 empty] | 0.00012 | 1
594-4281-01 |  | Y | Active | PC | PC | EA | 1 |  |  | NETWORK | CORE | NW = CORE -- ACCESSORY | NOKIA SIEMENS NETWORK | STORAGETEC2500 |  | 1 | 1 | 1 | [7 empty] | 0.00012 | 1
59Y4854 |  | Y | Active | PC | PC | EA | 1 |  |  | NETWORK | TRANSMISSION | NW = TX -- ACCESSORY | CISCO | ACCESSORIES |  | 47 | 17 | 9 | [7 empty] | 0.0019176 | 50
6.24409E+11 |  | Y | Active | PC | PC | PC | 1 |  |  | NETWORK | RADIO PLANNING | NW = RADIO -- RACK | NOKIA SIEMENS NETWORK | BS8800 GU360 LISTED ON THE LABEL (DUAL-MODE MULTI-FREQUENCY) SCHEDULE |  | 0 | 0 | 0 | [7 empty] | 0 | 0
602_3257_02 |  | Y | Active | PC | PC | EA | 1 |  |  | Facility | SALES FACILITY | FACILITY = SERVER | SUN microsystems | Netra 440 |  | 0 | 0 | 0 | [7 empty] | 0 | 0
602-3135-01 |  | Y | Active | PC | PC | EA | 1 |  |  | NETWORK | CORE | NW = TX -- SUN RACK | NOKIA SIEMENS NETWORK | SUN FIRE V215 |  | 1 | 1 | 1 | [7 empty] | 0.00012 | 1
602-3139-01 |  | Y | Active | PC | PC | EA | 1 |  |  | NETWORK | CORE | NW = TX -- SUN RACK | SUN | SUN FIRE V245 |  | 1 | 1 | 1 | [7 empty] | 0.00012 | 1
602-3314-02 |  | Y | Active | PC | PC | EA | 1 |  |  | NETWORK | CORE | NW = TX -- SUN RACK | NOKIA SIEMENS NETWORK | SUN FIRE V490 |  | 1 | 1 | 1 | [7 empty] | 0.00012 | 1
6023348-02 |  | Y | Active | PC | PC | EA | 1 |  |  | NETWORK | CORE | NW = TX -- SUN RACK | NOKIA SIEMENS NETWORK | SUN FIRE V490 |  | 1 | 1 | 1 | [7 empty] | 0.00012 | 1
602-3893-01 |  | Y | Active | PC | PC | EA | 1 |  |  | NETWORK | CORE | NW = TX -- SUN RACK | NOKIA SIEMENS NETWORK | SUN FIRE X4200 |  | 1 | 1 | 1 | [7 empty] | 0.00012 | 1
602-3A25-02 |  | Y | Active | PC | PC | EA | 1 |  |  | NETWORK | CORE | NW = TX -- SUN RACK | NOKIA SIEMENS NETWORK | SUN FIRE V490 |  | 1 | 1 | 1 | [7 empty] | 0.00012 | 1
602-4152-01 |  | Y | Active | PC | PC | EA | 1 |  |  | NETWORK | CORE | NW = TX -- SUN RACK | NOKIA SIEMENS NETWORK | SUN FIRE T2000 |  | 1 | 1 | 1 | [7 empty] | 0.00012 | 1
607/9441/7164 |  | Y | Active | PC | PC | PC | 1 |  |  | NETWORK | RADIO PLANNING | NW = RADIO -- SERVER | FUJITSU COMPUTER SIMENS | PRIMERGY TX200 S4 (SERVER) |  | 0 | 0 | 0 | [7 empty] | 0 | 0
607-9441-7164 |  | Y | Active | PC | PC | PC | 1 |  |  | NETWORK | RADIO PLANNING | NW = RADIO -- ACCESSORY | ZTE | 607-9441-7164 |  | 0 | 0 | 0 | [7 empty] | 0 | 0
609KAW000057 |  | Y | Active | PC | PC | EA | 1 |  |  | Facility | SALES FACILITY | FACILITY = AIR CONDITION | SAMSUNG | SAMSUNG INDOOR UNIT |  | 0 | 0 | 0.297 | [7 empty] | 0 | 0
61034342 |  | Y | Active | PC | PC | EA | 1 |  |  | NETWORK | RADIO PLANNING | NW = MW -- DISH | ANDREW | 38GHZ ANTENNA 0.3M 1+1 |  | 135 | 40 | 50 | [7 empty] | 0.648 | 1
61037119 |  | Y | Active | PC | PC | EA | 1 |  |  | NETWORK | TRANSMISSION | NW = MW -- DISH | ANDREW | ANTENNA 38 GHZ 1+0 |  | 58 | 20 | 17 | [7 empty] | 0.002784 | 50
61047337 |  | Y | Active | PC | PC | EA | 1 |  |  | NETWORK | TRANSMISSION | NW = TX -- ANTENNA | ANDREW | ANTRNNA 32 GH |  | 200 | 60 | 210 | [7 empty] | 0.72 | 2
612371-B31 |  | Y | Active | PC | PC | EA | 1 |  |  | NETWORK | CORE | IT = LAPTOP | NOKIA SIEMENS NETWORK | HP ASSY DISPLAY KYBD 1U 17.3 INTL |  | 1 | 1 | 1 | [7 empty] | 0.00012 | 1
624114022701 |  | Y | Active | PC | PC | EA | 1 |  |  | NETWORK | TRANSMISSION | NW = MW -- ANTENNA | ZTE | POLE MOUNTING PIECE ¦ 624114022701 V1.0 {\} |  | 38 | 26 | 15 | [7 empty] | 0.011856 | 10
624115002400 |  | Y | Active | PC | PC | PC | 1 |  |  | NETWORK | TRANSMISSION | NW = MW -- ANTENNA | ZTE | POLE ASSEMBLY (1.2 M ANTENNA) ¦ 624115004300_V1.4 {SUB-POLES |  | 107 | 80 | 75 | [7 empty] | 1.0272 | 1
624115004200 |  | Y | Active | PC | PC | EA | 1 |  |  | NETWORK | TRANSMISSION | NW = MW -- ANTENNA | ZTE | SUB-POLES(0.6M) ¦ 624115004200 V1.6 |  | 100 | 64 | 62 | [7 empty] | 0.768 | 1
624115004300 |  | Y | Active | PC | PC | EA | 1 |  |  | NETWORK | TRANSMISSION | NW = MW -- ANTENNA | ZTE | POLE ASSEMBLY (1.2 M ANTENNA) ¦ 624115004300_V1.4 {SUB-POLES |  | 110 | 90 | 10 | [7 empty] | 0.1188 | 10
624115004400 |  | Y | Active | PC | PC | EA | 1 |  |  | NETWORK | TRANSMISSION | NW = MW -- ANTENNA | ZTE | ANTENNA 1.8M DUAL 7GHZ POLES |  | 0 | 0 | 0 | [7 empty] | 0 | 0
624409054801 |  | Y | Active | PC | PC | EA | 1 |  |  | NETWORK | TRANSMISSION | NW = TX -- BTS | ZTE | BS8800 GU360 LISTED ON THE LABEL(DUAL-MODE MULTI FREQUENCY) |  | 26 | 17 | 1 | [7 empty] | 0.0005304 | 100
628041455900 |  | Y | Active | PC | PC | EA | 1 |  |  | NETWORK | TRANSMISSION | NW = MW NEC -- IDU | ZTE | MU DUMMY BOARDS FOR IDU |  | 20 | 2 | 2 | [7 empty] | 4.8e-05 | 100
640M |  | Y | Active | PC | PC | EA | 1 |  |  | IT | IT INFRASTRUCTURE | IT = LAPTOP | DELL | LAPTOP |  | 0 | 0 | 0 | [7 empty] | 0 | 0
646901-421 |  | Y | Active | PC | PC | EA | 1 |  |  | NETWORK | CORE | IT = SERVER | NOKIA SIEMENS NETWORK | HP PROLIANT DL360P GEN8 |  | 1 | 1 | 1 | [7 empty] | 0.00012 | 1
653200-B21 |  | Y | Active | PC | PC | EA | 1 |  |  | NETWORK | CORE | IT = SERVER | NOKIA SIEMENS NETWORK | HP PROLIANT DL380P GEN8 |  | 1 | 1 | 1 | [7 empty] | 0.00012 | 1
653200-B21_1 |  | Y | Active | PC | PC | EA | 1 |  |  | Facility | TECH FACILITIES OPS | FACILITY = SERVER | HP | HP Server |  | 0 | 0 | 0 | [7 empty] | 0 | 0
654081-B21 |  | Y | Active | PC | PC | EA | 1 |  |  | NETWORK | CORE | IT = SERVER | NOKIA SIEMENS NETWORK | HP PROLIANT DL360P GEN8 |  | 1 | 1 | 1 | [7 empty] | 0.00012 | 1
660502-001 |  | Y | Active | PC | PC | EA | 1 |  |  | NETWORK | CORE | NW = CORE -- RACK | NOKIA SIEMENS NETWORK | HP RACK |  | 1 | 1 | 1 | [7 empty] | 0.00012 | 1
669253-B21 |  | Y | Active | PC | PC | EA | 1 |  |  | NETWORK | CORE | NW = CORE -- RACK | NOKIA SIEMENS NETWORK | HP RACK |  | 1 | 1 | 1 | [7 empty] | 0.00012 | 1
672647-172 |  | Y | Active | PC | PC | EA | 1 |  |  | IT | IT INFRASTRUCTURE | IT = KEYBOARD | HP | KEYBOARD |  | 0 | 0 | 0 | [7 empty] | 0 | 0
672647-173 |  | Y | Active | PC | PC | EA | 1 |  |  | IT | IT INFRASTRUCTURE | IT = KEYBOARD | HP | KEYBOARD |  | 0 | 0 | 0 | [7 empty] | 0 | 0
675596-B21 |  | Y | Active | PC | PC | EA | 1 |  |  | NETWORK | RADIO PLANNING | NW = RADIO -- SERVER | HUAWEI | 675596 B21(Server) |  | 0 | 0 | 0.009 | [7 empty] | 0 | 0
677278-421 |  | Y | Active | PC | PC | EA | 1 |  |  | NETWORK | CORE | IT = SERVER | NOKIA SIEMENS NETWORK | HP PROLIANT DL380P GEN8 |  | 1 | 1 | 1 | [7 empty] | 0.00012 | 1
68_3884_03 _J0 |  | Y | Active | PC | PC | EA | 1 |  |  | Facility | SALES FACILITY | FACILITY = IT -- MODULE | CISCO | CISCO Power module |  | 0 | 0 | 0 | [7 empty] | 0 | 0
68_3884_03J0 |  | Y | Active | PC | PC | EA | 1 |  |  | Facility | SALES FACILITY | FACILITY = IT -- PDU |  | Power unit |  | 0 | 0 | 0 | [7 empty] | 0 | 0
68_4272_02B0 |  | Y | Active | PC | PC | EA | 1 |  |  | Facility | SALES FACILITY | FACILITY = IT -- PDU |  | power unit |  | 0 | 0 | 0 | [7 empty] | 0 | 0
68_4272_03B0 |  | Y | Active | PC | PC | EA | 1 |  |  | Facility | SALES FACILITY | FACILITY = POWER SUPPLY | CISCO | CISCO Power supply |  | 0 | 0 | 0 | [7 empty] | 0 | 0
68-2868-08.A0 |  | Y | Active | PC | PC | EA | 1 |  |  | NETWORK | RADIO PLANNING | NW = RADIO -- ACCESSORY | NOKIA SIEMENS NETWORK | ETHERNET SERVICES MODULES |  | 43 | 37 | 4 | [7 empty] | 0.019092 | 10
68-2868-08.A0-MDB |  | Y | Active | PC | PC | PC | 1 |  |  | NETWORK | RADIO PLANNING | NW = RADIO -- MDB | NOKIA SIEMENS NETWORK | 68-2868-08.A0-MDB |  | 0 | 0 | 0 | [7 empty] | 0 | 0
696299-001 |  | Y | Active | PC | PC | EA | 1 |  |  | IT | IT INFRASTRUCTURE | IT = KEYBOARD | LOGITECH | KEYBOARD |  | 0 | 0 | 0 | [7 empty] | 0 | 0
6U Cabinet |  | Y | Active | PC | PC | EA | 1 |  |  | NETWORK | Radio Planning | NW = RADIO -- CABINET | HUAWEI | Cabinet |  | 0 | 0 | 0.144 | [7 empty] | 0 | 0
700024 |  | Y | Active | PC | PC | EA | 1 |  |  | NETWORK | RADIO PLANNING | NW = EM -- RECTIFIER CABINET | POWER ONE | RECTIFIER CABINET (POWERONE) |  | 0 | 0 | 0 | [7 empty] | 0 | 0
70151003-50 |  | Y | Active | PC | PC | EA | 1 |  |  | NETWORK | RADIO PLANNING | NW = RADIO -- ACCESSORY | UNKNOWN | HINGED LABEL HOLDER 2/8X3 |  | 16 | 10 | 5 | [7 empty] | 0.00192 | 10
70151004-50 |  | Y | Active | PC | PC | PC | 1 |  |  | NETWORK | RADIO PLANNING | NW = RADIO -- ACCESSORY | HUAWEI | DRAHTFUHRUNG 2/8X3 LINKS WIRE GUIDE LEFT |  | 0 | 0 | 0 | [7 empty] | 0 | 0
7035 HIT |  | Y | Active | PC | PC | PC | 1 |  |  | NETWORK | RADIO PLANNING | NW = RADIO -- SWITCH | UNKNOWN | 7035 HIT |  | 0 | 0 | 0 | [7 empty] | 0 | 0
70-41261-11 |  | Y | Active | PC | PC | EA | 1 |  |  | NETWORK | CORE | NW = CORE -- ACCESSORY | NOKIA SIEMENS NETWORK | HP STORAGE WORKS |  | 1 | 1 | 1 | [7 empty] | 0.00012 | 1
705KARW00110 |  | Y | Active | PC | PC | EA | 1 |  |  | Facility | SALES FACILITY | FACILITY = AIR CONDITION | SAMSUNG | SAMSUNG INDOOR UNIT |  | 0 | 0 | 0.318 | [7 empty] | 0 | 0
711KAUU00054 |  | Y | Active | PC | PC | EA | 1 |  |  | Facility | SALES FACILITY | FACILITY = AIR CONDITION | SAMSUNG | SAMSUNG INDOOR UNIT |  | 0 | 0 | 0.337 | [7 empty] | 0 | 0
7136219 |  | Y | Active | PC | PC | EA | 1 |  |  | NETWORK | RADIO PLANNING | NW = EM -- BATTERY CELL | UNKNOWN | BATTERY CELL |  | 0 | 0 | 0 | [7 empty] | 0 | 0
7143.16.33.00 |  | Y | Active | PC | PC | EA | 1 |  |  | NETWORK | RADIO PLANNING | NW = RADIO -- ANTENNA | ALLGON | ALLGON 870-960MHZ |  | 260 | 29 | 29 | [7 empty] | 0.04524 | 20
7143.38.33.02 |  | Y | Active | PC | PC | EA | 1 |  |  | NETWORK | RADIO PLANNING | NW = RADIO -- ANTENNA | ALLGON | ALLGON 870-960MHZ |  | 230 | 30 | 15 | [7 empty] | 0.0414 | 20
716625-001 |  | Y | Active | PC | PC | EA | 1 |  |  | NETWORK | CORE | NW = CORE -- RACK | NOKIA SIEMENS NETWORK | HP RACK |  | 115 | 60 | 200 | [7 empty] | 0.828 | 1
7210844901 |  | Y | Active | PC | PC | EA | 1 |  |  | NETWORK | TRANSMISSION | NW = TX -- CARD | CISCO | CARD |  | 50 | 30 | 34 | [7 empty] | 0.09 | 2
72-3733-02 |  | Y | Active | PC | PC | EA | 1 |  |  | NETWORK | RADIO PLANNING | NW = EM -- ACCESSORY | CISCO | CISO UPS CABLE |  | 43 | 30 | 12 | [7 empty] | 0.01548 | 10
734365 |  | Y | Active | PC | PC | EA | 1 |  |  | NETWORK | RADIO PLANNING | NW = RADIO -- CLAMP | KATHREIN | ANTENNA FEEDER ACCESSORIES KATHREIN TMA CLAMP ONE SET 734365 |  | 16 | 13 | 14 | [7 empty] | 0.002496 | 10
735-211/13 |  | Y | Active | PC | PC | PC | 1 |  |  | NETWORK | RADIO PLANNING | NW = RADIO -- ACCESSORY | UNKNOWN | OIDRO |  | 0 | 0 | 0 | [7 empty] | 0 | 0
735-22/15_016 |  | Y | Active | PC | PC | EA | 1 |  |  | NETWORK | TRANSMISSION | NW = TX -- MW - BOARD | HUAWEI | 15 GHZ OUTDOOR UNIT HC AP/CC MHZ |  | 40 | 20 | 10 | [7 empty] | 0.0192 | 5
735-221/15_011 |  | Y | Active | PC | PC | EA | 1 |  |  | NETWORK | TRANSMISSION | NW = MW -- ODU | HUAWEI | ODU: 14485-14681MHZ L |  | 24 | 24 | 10 | [7 empty] | 0.01152 | 6
735-221/15_012 |  | Y | Active | PC | PC | EA | 1 |  |  | NETWORK | TRANSMISSION | NW = MW -- ODU | NOKIA SIEMENS NETWORK | ODU: 14905-15101MHZ H |  | 24 | 24 | 10 | [7 empty] | 0.01152 | 6
735-221/15_015 |  | Y | Active | PC | PC | EA | 1 |  |  | NETWORK | TRANSMISSION | NW = TX -- MW - BOARD | HUAWEI | 15 GHZ OUTDOOR UNIT HC AP/CC MHZ |  | 24 | 24 | 10 | [7 empty] | 0.013824 | 5
735-221/18_001 |  | Y | Active | PC | PC | EA | 1 |  |  | NETWORK | TRANSMISSION | NW = MW -- ODU | NOKIA SIEMENS NETWORK | ODU: 17700-18222.5MHZ L |  | 30 | 20 | 10 | [7 empty] | 0.012 | 6
735-221/18_002 |  | Y | Active | PC | PC | EA | 1 |  |  | NETWORK | TRANSMISSION | NW = MW -- ODU | NOKIA SIEMENS NETWORK | ODU: 18710-19232.5MHZ H |  | 30 | 20 | 10 | [7 empty] | 0.012 | 6
735-221/18_003 |  | Y | Active | PC | PC | EA | 1 |  |  | NETWORK | TRANSMISSION | NW = MW -- ODU | NOKIA SIEMENS NETWORK | ODU: 18195-18690MHZ L |  | 32 | 26 | 12 | [7 empty] | 0.01664 | 6
735-221/18_004 |  | Y | Active | PC | PC | EA | 1 |  |  | NETWORK | TRANSMISSION | NW = MW -- ODU | NOKIA SIEMENS NETWORK | ODU: 19205-19700MHZ |  | 40 | 20 | 10 | [7 empty] | 0.016 | 6
739623 |  | Y | Active | PC | PC | EA | 1 |  |  | NETWORK | RADIO PLANNING | NW = RADIO -- ANTENNA | KATHREIN | XPol Panel 806–960 65° 17dBi |  | 210 | 28 | 20 | [7 empty] | 0.1176 | 6
739624 |  | Y | Active | PC | PC | EA | 1 |  |  | NETWORK | RADIO PLANNING | NW = RADIO -- ANTENNA | KATHREIN | XPol Panel 806–960 65° 18dBi |  | 267 | 45 | 40 | [7 empty] | 0.2403 | 6
739685 |  | Y | Active | PC | PC | EA | 1 |  |  | NETWORK | RADIO PLANNING | NW = RADIO -- ANTENNA | HUAWEI | XXPol Panel 824–960/1710–2180 C 65°/65° 16/18.5dB |  | 267 | 45 | 40 | [7 empty] | 0.2403 | 6
740610-1 |  | Y | Active | PC | PC | EA | 1 |  |  | NETWORK | RADIO PLANNING | NW = RADIO -- MODULE | ADC | NEW NO ORIG BOX - LGC WIRELESS FSN-1-MH-1 740610-1 INTERREACH FUSION MAIN HUB |  | 57 | 56 | 21 | [7 empty] | 0.38304 | 1
740630-2 |  | Y | Active | PC | PC | EA | 1 |  |  | NETWORK | RADIO PLANNING | NW = RADIO -- MODULE | ADC | ADC INTERREACH FUSION FSN-ER-2 740630-2 CELLULAR WIRELESS RADIO RF EXPANSION HUB |  | 57 | 56 | 21 | [7 empty] | 0.38304 | 1
740651 |  | Y | Active | PC | PC | EA | 1 |  |  | NETWORK | RADIO PLANNING | NW = RADIO -- MODULE | UNKNOWN | ADC FUSION 900/2100 MHZ |  | 30 | 34 | 5 | [7 empty] | 0.01224 | 10
740651-0 |  | Y | Active | PC | PC | EA | 1 |  |  | NETWORK | RADIO PLANNING | NW = RADIO -- MODULE | ADC | FUSION 900/2100 MHZ |  | 30 | 34 | 6 | [7 empty] | 0.1224 | 1
742213 |  | Y | Active | PC | PC | EA | 1 |  |  | NETWORK | RADIO PLANNING | NW = RADIO -- ANTENNA | KATHREIN | DIRECTIONAL ANTENNA 1710~2170MHZ 19.5DBI 65DEG +/-45 0~6R 2* |  | 8 | 16 | 196 | [7 empty] | 0.00256 | 6
742213v01 |  | Y | Active | PC | PC | PC | 1 |  |  | NETWORK | RADIO PLANNING | NW = RADIO -- ANTENNA |  | DIRECTIONAL ANTENNA 1710 2170MHZ 19.5DBI 65DEG +/-45 0 6R 2* |  | 210 | 19 | 1200 | [7 empty] | 0.0798 | 6
742215 |  | Y | Active | PC | PC | EA | 1 |  |  | NETWORK | RADIO PLANNING | NW = RADIO -- ANTENNA | HUAWEI | DX 1710–2200 |  | 140 | 78 | 40 | [7 empty] | 0.2184 | 6
742215V01 |  | Y | Active | PC | PC | EA | 1 |  |  | NETWORK | RADIO PLANNING | NW = RADIO -- ANTENNA | HUAWEI | DX 1710–2200 |  | 138 | 17 | 259 | [7 empty] | 0.04692 | 6
742224 |  | Y | Active | PC | PC | PC | 1 |  |  | NETWORK | RADIO PLANNING | NW = RADIO -- ANTENNA | KATHREIN | XXPol Panel 824–960/1710–2180 C 65°/65° 16/18.5dB (ANT) |  | 191 | 26 | 20 | [7 empty] | 0.09932 | 6
742264 |  | Y | Active | PC | PC | EA | 1 |  |  | NETWORK | RADIO PLANNING | NW = RADIO -- ANTENNA | HUAWEI | XPol Panel 806–960 65° 18dBi |  | 267 | 45 | 280 | [7 empty] | 0.2403 | 6
742265 |  | Y | Active | PC | PC | EA | 1 |  |  | NETWORK | RADIO PLANNING | NW = RADIO -- ANTENNA | KATHERINE | DXX-790–960/1710–2180 65°/65° 16/18.5dBi |  | 2535 | 298 | 149 | [7 empty] | 15.1086 | 6
742265V02 |  | Y | Active | PC | PC | EA | 1 |  |  | NETWORK | RADIO PLANNING | NW = RADIO -- ANTENNA | HUAWEI | XXPol Panel 824–960/1710–2180 C 65°/65° 16/18.5dB |  | 267 | 45 | 40 | [7 empty] | 0.2403 | 6
742266 |  | Y | Active | PC | PC | PC | 1 |  |  | NETWORK | RADIO PLANNING | NW = RADIO -- ANTENNA | KATHERINE | DXX-824-960/1710-2180-65/65-16.5i/18.5i-M/M (ANT) |  | 267 | 45 | 40 | [7 empty] | 0.2403 | 6
742266.1 |  | Y | Active | PC | PC | PC | 1 |  |  | NETWORK | RADIO PLANNING | NW = RADIO -- ANTENNA |  | ANTENNA XXPOL A-PANEL 824–960/1710–2180 65°/65° 17/18.5DBI 0°–7°/0°–6°T |  | 0 | 0 | 0 | [7 empty] | 0 | 6
742266V01 |  | Y | Active | PC | PC | PC | 1 |  |  | NETWORK | RADIO PLANNING | NW = RADIO -- ANTENNA | KATHREIN | DXX-790-960/1710-2180-65/65-17i/18.5 (ANT) |  | 267 | 45 | 40 | [7 empty] | 0.2403 | 6
742266V02 |  | Y | Active | PC | PC | PC | 1 |  |  | NETWORK | RADIO PLANNING | NW = RADIO -- ANTENNA | KATHERINE | DXX-790-960/1710-2180-65/65-17i/18.5 (ANT) |  | 278 | 28 | 259 | [7 empty] | 0.15568 | 6
742270V03 |  | Y | Active | PC | PC | EA | 1 |  |  | NETWORK | RADIO PLANNING | NW = RADIO -- ANTENNA | KATHERINE | XXXPol Panel 790–960/1710–1880/1920–2170 65°/65°/65° 15/17/17dBi 0°–14°/0°–8°/0°–8°T |  | 1384 | 261 | 146 | [7 empty] | 7.2245 | 6
742272 |  | Y | Active | PC | PC | EA | 1 |  |  | NETWORK | RADIO PLANNING | NW = RADIO -- ANTENNA | HUAWEI | XXPol Panel 824–960/1710–2180 C 65°/65° 16/18.5dB |  | 267 | 45 | 40 | [7 empty] | 0.2403 | 6
750-049846 |  | Y | Active | PC | PC | PC | 1 |  |  | NETWORK | IBS | NW = IBS -- MODULE | JUNIPER | MIC-3D-4OC3OC12-1OC48 |  | 0 | 0 | 0 | [7 empty] | 0 | 0
7785 |  | Y | Active | PC | PC | EA | 1 |  |  | NETWORK | RADIO PLANNING | NW = RADIO -- ANTENNA | POWERWAVE | DXXX-824-960/1710-1880/1990-2170 /65/65/65/17.4/17.2/17.5 (ANT) |  | 278 | 34 | 24 | [7 empty] | 0.11342 | 10
78110501 |  | Y | Active | PC | PC | EA | 1 |  |  | NETWORK | RADIO PLANNING | NW = RADIO -- TMA | UNKNOWN | TMA-900MHZ |  | 45 | 26 | 10 | [7 empty] | 0.02808 | 5
7820710_rack_5 |  | Y | Active | PC | PC | EA | 1 |  |  | Facility | SALES FACILITY | FACILITY = IT -- CABINET | ADF | Network Cabinet -5 (55) |  | 0 | 0 | 1.02 | [7 empty] | 0 | 0
7820710_rack_68 |  | Y | Active | PC | PC | EA | 1 |  |  | Facility | SALES FACILITY | FACILITY = RACK | HUBBLE | Rittal Rack numbered 68 |  | 0 | 0 | 1.02 | [7 empty] | 0 | 0
793452 |  | Y | Active | PC | PC | EA | 1 |  |  | NETWORK | RADIO PLANNING | NW = RADIO -- COMBINER | KATHREIN | TRIPLE-BAND COMBINER |  | 34 | 25 | 3 | [7 empty] | 0.0204 | 5
793533 |  | Y | Active | PC | PC | EA | 1 |  |  | NETWORK | RADIO PLANNING | NW = RADIO -- BOARD | KATHREIN | combiner |  | 38 | 12 | 4 | [7 empty] | 0.00912 | 6
80010204 |  | Y | Active | PC | PC | EA | 1 |  |  | NETWORK | RADIO PLANNING | NW = RADIO -- ANTENNA | KATHREIN | XPol Panel 790–960 65° 18dBi (ANT) |  | 232 | 26 | 12 | [7 empty] | 0.12064 | 6
80010204V01 |  | Y | Active | PC | PC | EA | 1 |  |  | NETWORK | RADIO PLANNING | NW = RADIO -- ANTENNA | KATHERINE | XPol Panel 790–862&824–894&880–960 MHz |  | 2254 | 259 | 99 | [7 empty] | 11.6757 | 6
80010302 |  | Y | Active | PC | PC | EA | 1 |  |  | NETWORK | RADIO PLANNING | NW = RADIO -- ANTENNA | KATHREIN | DX 790–960 65° 18dBi 0°T(ANT) |  | 260 | 30 | 28 | [7 empty] | 0.156 | 6
80010305V02 |  | Y | Active | PC | PC | EA | 1 |  |  | NETWORK | RADIO PLANNING | NW = RADIO -- ANTENNA | KATHREIN | KATHREIN XPOL PANEL 790-960/65/17.5DBI |  | 265 | 26 | 18 | [7 empty] | 0.1378 | 6
80010307V01 |  | Y | Active | PC | PC | PC | 1 |  |  | NETWORK | RADIO PLANNING | NW = RADIO -- ANTENNA |  | Kathrein 80010307V01 65? X-Pol Cellular Panel Antenna |  | 0 | 0 | 0 | [7 empty] | 0 | 6
80010622 |  | Y | Active | PC | PC | EA | 1 |  |  | NETWORK | RADIO PLANNING | NW = RADIO -- ANTENNA | HUWAEI | XXPol Panel 824–960/1710–2180 C 65°/65° 16/18.5dB |  | 267 | 45 | 40 | [7 empty] | 0.2403 | 6
800-23271-06 REV:B0 |  | Y | Active | PC | PC | EA | 1 |  |  | NETWORK | TECH FACILITIES OPS | NW = RADIO -- RACK | CISCO | CISCO SYSTEM |  | 60 | 44 | 89 | [7 empty] | 0.3168 | 1
800-28179-01 B0 |  | Y | Active | PC | PC | EA | 1 |  |  | NETWORK | CORE | NW = CORE -- ACCESSORY | HP | BLANK LINE CARD SLOT FOXCONN |  | 66 | 42 | 10 | [7 empty] | 0.033264 | 10
8-00-500-01 |  | Y | Active | PC | PC | EA | 1 |  |  | NETWORK | RADIO PLANNING | NW = RADIO -- ACCESSORY | UNKNOWN | DRIVE ASM HP LTO4 UDS3 FC |  | 76 | 44 | 62 | [7 empty] | 0.40128 | 1
8015 |  | Y | Active | PC | PC | EA | 1 |  |  | FACILITY | SALES FACILITY | FACILITY = TABLE | UNKNOWN | Unioffice-Dining Table (Chief) |  | 175 | 87 | 16 | [7 empty] | 0.3654 | 5
809018DME |  | Y | Active | PC | PC | PC | 1 |  |  | NETWORK | RADIO PLANNING | NW = RADIO -- ANTENNA | UNKNOWN | ANTENNA-XPOL VET |  | 0 | 0 | 0 | [7 empty] | 0 | 6
80908116320 |  | Y | Active | PC | PC | EA | 1 |  |  | IT | IT INFRASTRUCTURE | IT = LAPTOP | ACER | Laptop |  | 0 | 0 | 0 | [7 empty] | 0 | 0
80910922420 |  | Y | Active | PC | PC | EA | 1 |  |  | IT | IT INFRASTRUCTURE | IT = LAPTOP | ACER | Laptop |  | 0 | 0 | 0 | [7 empty] | 0 | 0
820-000206 |  | Y | Active | PC | PC | EA | 1 |  |  | IT | IT INFRASTRUCTURE | IT = KEYBOARD | LOGITECH | KEYBOARD |  | 0 | 0 | 0 | [7 empty] | 0 | 0
820-001214 |  | Y | Active | PC | PC | EA | 1 |  |  | IT | IT INFRASTRUCTURE | IT = KEYBOARD | LOGITECH | KEYBOARD |  | 0 | 0 | 0 | [7 empty] | 0 | 0
820-003801 |  | Y | Active | PC | PC | EA | 1 |  |  | IT | IT INFRASTRUCTURE | IT = KEYBOARD | LOGITECH | KEYBOARD |  | 0 | 0 | 0 | [7 empty] | 0 | 0
820-003916 |  | Y | Active | PC | PC | EA | 1 |  |  | IT | IT INFRASTRUCTURE | IT = KEYBOARD | LOGITECH | KEYBOARD |  | 0 | 0 | 0 | [7 empty] | 0 | 0
820-006477 |  | Y | Active | PC | PC | EA | 1 |  |  | IT | IT INFRASTRUCTURE | IT = KEYBOARD | LOGITECH | KEYBOARD |  | 0 | 0 | 0 | [7 empty] | 0 | 0
820710 |  | Y | Active | PC | PC | EA | 1 |  |  | Facility | SALES FACILITY | FACILITY = IT -- CABINET | Rittal | Data Cabinet 01 |  | 0 | 0 | 0 | [7 empty] | 0 | 0
82849A.105 |  | Y | Active | PC | PC | EA | 1 |  |  | NETWORK | RADIO PLANNING | NW = TX -- CABLE | NOKIA SIEMENS NETWORK | FSMB CORE |  | 0 | 0 | 0 | [7 empty] | 0 | 0
8421001 |  | Y | Active | PC | PC | PC | 1 |  |  | NETWORK | TRANSMISSION | NW = EM -- ACCESSORY |  | POWER BOX |  | 100 | 26 | 25 | [7 empty] | 0.104 | 3
847141 |  | Y | Active | PC | PC | EA | 1 |  |  | NETWORK | TRANSMISSION | NW = RADIO -- FTP | UNKNOWN | CORDON CAT 5E FTP YELLOW 2.0 M |  | 14 | 14 | 2 | [7 empty] | 0.0002352 | 100
847145 |  | Y | Active | PC | PC | EA | 1 |  |  | NETWORK | TRANSMISSION | NW = RADIO -- FTP | HUAWEI | CORDON CAT 5E FTP ORANGE 2.0 M |  | 15 | 14 | 2 | [7 empty] | 0.000252 | 100
8501200180001 |  | Y | Active | PC | PC | EA | 1 |  |  | FACILITY | SALES FACILITY | FACILITY = BATTERY | UNKNOWN | VISION SEALED LEAD ACID BATTERY |  | 18 | 20 | 21 | [7 empty] | 0.0216 | 2
850C180A10 |  | Y | Active | PC | PC | EA | 1 |  |  | FACILITY | SALES FACILITY | FACILITY = PROJECTOR | MITSUBISHI | MISTSUBISHI ELECTRIC PROJECTOR |  | 49 | 42 | 20 | [7 empty] | 0.12348 | 2
86010118 |  | Y | Active | PC | PC | EA | 1 |  |  | NETWORK | RADIO PLANNING | NW = RADIO -- RCU | AGISSON | REMOTE CONTROL UNIT |  | 18 | 6 | 5 | [7 empty] | 0.01296 | 1
86010148 |  | Y | Active | PC | PC | PC | 1 |  |  | NETWORK | RADIO PLANNING | NW = RADIO -- RCU | KATHREIN | KATHREIN RCU |  | 18 | 7 | 5 | [7 empty] | 0.0003024 | 50
867318 |  | Y | Active | PC | PC | EA | 1 |  |  | IT | IT INFRASTRUCTURE | IT = KEYBOARD | LOGITECH | KEYBOARD |  | 0 | 0 | 0 | [7 empty] | 0 | 0
8GLN9415A |  | Y | Active | PC | PC | EA | 1 |  |  | FACILITY | SALES FACILITY | FACILITY = SWITCH | UNKNOWN | Switch |  | 0 | 0 | 0 | [7 empty] | 0 | 0
9 |  | Y | Active | PC | PC | PC | 1 |  |  | IT | IT INFRASTRUCTURE | NW = EM -- POWER MODULE | HP | ZXDU68 S301 (V5.0R02M03/V5.0R02M04) DC POWER SYSTEM PRODUCT |  | 0 | 0 | 0 | [7 empty] | 0 | 0
90000771 |  | Y | Active | PC | PC | EA | 1 |  |  | FACILITY | SALES FACILITY | FACILITY = UPS | MINUTE MAN POWER TEC | EN600 |  | 0 | 0 | 0 | [7 empty] | 0 | 0
900-620-006 |  | Y | Active | PC | PC | PC | 1 |  |  | NETWORK | TECH FACILITIES OPS | NW = TX -- EMC RACK |  | EMC RACK |  | 60 | 100 | 195 | [7 empty] | 0.72 | 1
908402208 |  | Y | Active | PC | PC | EA | 1 |  |  | NETWORK | ELECTROMECHANICAL | NW = EM -- SMART METER | UNKNOWN | SMART METERS |  | 22 | 17 | 8 | [7 empty] | 0.004488 | 10
91-00246 |  | Y | Active | PC | PC | EA | 1 |  |  | FACILITY | SALES FACILITY | FACILITY = TV RECEIVER | HUMAX | TV RECEIVER |  | 26 | 20 | 5 | [7 empty] | 0.00624 | 10
91880 |  | Y | Active | PC | BOX | BOX-ALL | 1 |  |  | FACILITY | SALES FACILITY | FACILITY = CHAIR | UNKNOWN | Employee Chair Arm Stay Polyamide Black (NHQ) |  | 31 | 21 | 8 | [7 empty] | 0.001953 | 40
9377474250025 |  | Y | Active | PC | PC | EA | 1 |  |  | Facility | SALES FACILITY | FACILITY = POWER SUPPLY | Huawei | Huawei power supply system |  | 0 | 0 | 0 | [7 empty] | 0 | 0
9618677790048 |  | Y | Active | PC | PC | EA | 1 |  |  | Facility | SALES FACILITY | FACILITY = SERVER | Huawei | HUAWEI E9000 1 |  | 0 | 0 | 0 | [7 empty] | 0 | 0
9618677790049 |  | Y | Active | PC | PC | EA | 1 |  |  | Facility | SALES FACILITY | FACILITY = SERVER | Huawei | HUAWEI E9000 2 |  | 0 | 0 | 1.02 | [7 empty] | 0 | 0
981MU0000461N-001 |  | Y | Active | PC | PC | EA | 1 |  |  | NETWORK | RADIO PLANNING | NW = RADIO -- ACCESSORY | HUAWEI | N/A |  | 0 | 0 | 0.51 | [7 empty] | 0 | 0
98FCB01172-001 |  | Y | Active | PC | PC | EA | 1 |  |  | NETWORK | RADIO PLANNING | NW = RADIO -- ACCESSORY | MT RACK | N/A |  | 0 | 0 | 0.51 | [7 empty] | 0 | 0
98RNC01245-001 |  | Y | Active | PC | PC | EA | 1 |  |  | Facility | SALES FACILITY | FACILITY = IT -- CONTROL UNIT |  | Controller |  | 0 | 0 | 0 | [7 empty] | 0 | 0
98WND16177 |  | Y | Active | PC | PC | EA | 1 |  |  | NETWORK | RADIO PLANNING | NW = RADIO -- BTS-CABINET | MOTOROLA | BTS3812 |  | 60 | 62 | 150 | [7 empty] | 0.4464 | 1
99000000000 |  | Y | Active | PC | PC | EA | 1 |  |  | NETWORK | IBS | NW = IBS -- CABINET | ROSENBERGER | 42 U FLOOR MOUNT RACK CABINET – METAL DOOR. 600*600*42U |  | 0 | 0 | 0 | [7 empty] | 0 | 0
99044GML |  | Y | Active | PC | PC | EA | 1 |  |  | NETWORK | TRANSMISSION | NW = EM -- RECTIFIER | HUAWEI | SYSTEM POWER TP48200B-L20B1-0A 1 ROUTE 110V AC DOUBLE LIVE L |  | 43 | 20 | 3 | [7 empty] | 0.02064 | 5
994807B 050407 |  | Y | Active | PC | PC | PC | 1 |  |  | NETWORK | RADIO PLANNING | NW = RADIO -- OPTICAL CABLE | UNKNOWN | OPTICAL CABLE |  | 0 | 0 | 0 | [7 empty] | 0 | 0
994807B 060607 |  | Y | Active | PC | PC | PC | 1 |  |  | NETWORK | RADIO PLANNING | NW = RADIO -- OPTICAL CABLE | UNKNOWN | TO FGGE OPT 1 RF 01 |  | 0 | 0 | 0 | [7 empty] | 0 | 0
994807B 100707 |  | Y | Active | PC | PC | PC | 1 |  |  | NETWORK | RADIO PLANNING | NW = RADIO -- OPTICAL CABLE | UNKNOWN | OPTICAL CABLE |  | 0 | 0 | 0 | [7 empty] | 0 | 0
994807B 130807 |  | Y | Active | PC | PC | PC | 1 |  |  | NETWORK | RADIO PLANNING | NW = RADIO -- OPTICAL CABLE | UNKNOWN | OPTICAL CABLE |  | 0 | 0 | 0 | [7 empty] | 0 | 0
994807D 060710 |  | Y | Active | PC | CABLE | PC-ALL | 1 |  |  | NETWORK | RADIO PLANNING | NW = RADIO -- OPTICAL CABLE | UNKNOWN | OPTICAL CABLE EXT 2 |  | 0 | 0 | 0 | [7 empty] | 0 | 0
994807D 110810 |  | Y | Active | PC | PC | PC | 1 |  |  | NETWORK | RADIO PLANNING | NW = RADIO -- OPTICAL CABLE | UNKNOWN | OPT FIBER EXT 2 |  | 0 | 0 | 0 | [7 empty] | 0 | 0
A_A03W140108 |  | Y | Active | PC | PC | EA | 1 |  |  | Facility | SALES FACILITY | FACILITY = AIR FILTER | Huawei | Air Filder Qty 2 Magazin 1 |  | 0 | 0 | 0 | [7 empty] | 0 | 0
A01359901201060078 |  | Y | Active | PC | PC | PC | 1 |  |  | NETWORK | RADIO PLANNING | NW = RADIO -- ANTENNA | TDJ | TDJ 182018D-65E10 |  | 128.9 | 30.5 | 18 | [7 empty] | 0.078629 | 6
A01359901201060078_B |  | Y | Active | PC | PC | PC | 1 |  |  | NETWORK | RADIO PLANNING | NW = RADIO -- ANT BRACKET | TDJ | TDJ-1710-2170 -- Bracket |  | 32 | 20 | 21 | [7 empty] | 0.00384 | 20
A01359901201060078_BRKT |  | Y | Active | PC | PC | EA | 1 |  |  | NETWORK | RADIO PLANNING | NW = RADIO -- ANT BRACKET | KATHREIN | TDJ 182018D-65E10 (Bracket) |  | 30 | 24 | 27 | [7 empty] | 0.00432 | 20
A01359901201060092 |  | Y | Active | PC | PC | PC | 1 |  |  | NETWORK | RADIO PLANNING | NW = RADIO -- ANTENNA | TDJ | TDJ 182018D-65E10 |  | 128.9 | 30.5 | 18 | [7 empty] | 0.078629 | 6
A01359901201060092_B |  | Y | Active | PC | PC | PC | 1 |  |  | NETWORK | RADIO PLANNING | NW = RADIO -- ANT BRACKET | TDJ | TDJ 1710-2170 -- Bracket |  | 32 | 20 | 21 | [7 empty] | 0.00384 | 20
A01359901201060092_BRKT |  | Y | Active | PC | PC | EA | 1 |  |  | NETWORK | RADIO PLANNING | NW = RADIO -- ANT BRACKET | KATHREIN | TDJ 182018D-65E10 (Bracket) |  | 30 | 24 | 27 | [7 empty] | 0.00432 | 20
A19451811 |  | Y | Active | PC | PC | PC | 1 |  |  | NETWORK | RADIO PLANNING | NW = RADIO -- ANTENNA | HUAWEI | DX-1710-2200-65-18i-M |  | 267 | 45 | 40 | [7 empty] | 0.2403 | 6
A19451901 |  | Y | Active | PC | PC | PC | 1 |  |  | NETWORK | RADIO PLANNING | NW = RADIO -- ANTENNA | HUAWEI | DX-1710-2170-65-19.5i-M |  | 267 | 45 | 40 | [7 empty] | 0.2403 | 6
A19451902 |  | Y | Active | PC | PC | PC | 1 |  |  | NETWORK | RADIO PLANNING | NW = RADIO -- ANTENNA | HUAWEI | DX-1710-2200-65-19.5i-M |  | 267 | 45 | 40 | [7 empty] | 0.2403 | 6
A704517R0v06 |  | Y | Active | PC | PC | PC | 1 |  |  | NETWORK | RADIO PLANNING | NW = RADIO -- ANTENNA | HUAWEI | DX-690-960-65-17.5i-M-R |  | 267 | 45 | 40 | [7 empty] | 0.2403 | 6
A79451700v02 |  | Y | Active | PC | PC | PC | 1 |  |  | NETWORK | RADIO PLANNING | NW = RADIO -- ANTENNA | HUAWEI | DX-790-960-65-17.5i-M |  | 267 | 45 | 40 | [7 empty] | 0.2403 | 6
A79451700v06 |  | Y | Active | PC | PC | PC | 1 |  |  | NETWORK | RADIO PLANNING | NW = RADIO -- ANTENNA | HUAWEI | DX-790-960-65-17.5i-M |  | 267 | 45 | 40 | [7 empty] | 0.2403 | 6
A8005A |  | Y | Active | PC | PC | EA | 1 |  |  | NETWORK | TRANSMISSION | NW = TX -- ACCESSORY | HP | DAT 72 DIGITAL DATA STORAGE |  | 89 | 60 | 190 | [7 empty] | 0.6408 | 1
A90451701 |  | Y | Active | PC | PC | PC | 1 |  |  | NETWORK | RADIO PLANNING | NW = RADIO -- ANTENNA | AGISSON | AGISSON-DX806-960-65-17-5I-M |  | 257.2 | 28.9 | 9.3 | [7 empty] | 0.14866 | 6
A90451701_BRKT |  | Y | Active | PC | BOX | BOX-ALL | 1 |  |  | NETWORK | RADIO PLANNING | NW = RADIO -- ANT BRACKET |  | AGISSON-DX806-960-65-17-5I-M (Bracket) |  | 0 | 0 | 0 | [7 empty] | 0 | 0
A90451800 |  | Y | Active | PC | PC | PC | 1 |  |  | NETWORK | RADIO PLANNING | NW = RADIO -- ANTENNA | HUAWEI | DX-806-960-65-18i-0F |  | 267 | 45 | 40 | [7 empty] | 0.2403 | 6
A9953A |  | Y | Active | PC | PC | EA | 1 |  |  | Facility | TECH FACILITIES OPS | FACILITY = SERVER | HP | HP Server |  | 0 | 0 | 0 | [7 empty] | 0 | 0
AB332A |  | Y | Active | PC | PC | EA | 1 |  |  | NETWORK | CORE | NW = CORE -- SERVER | HP | HP SERVER |  | 1 | 1 | 1 | [7 empty] | 0.00012 | 1
AB419A |  | Y | Active | PC | PC | EA | 1 |  |  | Facility | TECH FACILITIES OPS | FACILITY = SERVER | HP | HP Server |  | 0 | 0 | 0 | [7 empty] | 0 | 0
ABB_ Switch |  | Y | Active | PC | PC | EA | 1 |  |  | NETWORK | RADIO PLANNING | NW = RADIO -- SWITCH |  | ABB CB |  | 0 | 0 | 0 | [7 empty] | 0 | 0
ABN:K691-V111-1288 |  | Y | Active | PC | PC | EA | 1 |  |  | IT | IT INFRASTRUCTURE | IT = DESKTOP | FUJITSU COMPUTER SIMENS | FUJITSU SIEMENS COMPUTERS |  | 0 | 0 | 0 | [7 empty] | 0 | 0
ABN:K981:V106:235 |  | Y | Active | PC | PC | EA | 1 |  |  | IT | IT INFRASTRUCTURE | IT = DESKTOP | SIEMENS | FUJITSU SIEMENS COMPUTERS |  | 44 | 17 | 72 | [7 empty] | 0.01122 | 8
ABU030GM2tO_ID |  | Y | Active | PC | PC | EA | 1 |  |  | FACILITY | SALES FACILITY | FACILITY = AIR CONDITION | LG | LG Indoor |  | 140 | 71 | 27 | [7 empty] | 0.5964 | 2
ABU030GM2tO_OD |  | Y | Active | PC | PC | EA | 1 |  |  | FACILITY | SALES FACILITY | FACILITY = AIR CONDITION | LG | LG outdoor |  | 0 | 0 | 0 | [7 empty] | 0 | 0
ABUW60GRLTO-INDOOR |  | Y | Active | PC | PC | EA | 1 |  |  | FACILITY | SALES FACILITY | FACILITY = AIR CONDITION | LG | LG- 60000 BTU |  | 39 | 147 | 78 | [7 empty] | 0.34398 | 2
ABUW60GRLTO-OUTDOOR |  | Y | Active | PC | PC | EA | 1 |  |  | FACILITY | SALES FACILITY | FACILITY = AIR CONDITION | LG | LG- 60000 BTU |  | 138 | 90 | 33 | [7 empty] | 1.4904 | 1
AC 1 |  | Y | Active | PC | PC | EA | 1 |  |  | NETWORK | RADIO PLANNING | NW = CIVIL -- SHELTER | UNKNOWN | SHELTER AC |  | 0 | 0 | 0 | [7 empty] | 0 | 0
AC036HBMDKE/MG |  | Y | Active | PC | PC | EA | 1 |  |  | Facility | SALES FACILITY | FACILITY = AIR CONDITION | SAMSUNG | SAMSUNG INDOOR UNIT |  | 0 | 0 | 0.337 | [7 empty] | 0 | 0
AC060HBMDKE/MG |  | Y | Active | PC | PC | EA | 1 |  |  | Facility | SALES FACILITY | FACILITY = AIR CONDITION | SAMSUNG | SAMSUNG INDOOR UNIT |  | 0 | 0 | 0.436 | [7 empty] | 0 | 0
AC060HCRTCD/MG |  | Y | Active | PC | PC | EA | 1 |  |  | Facility | SALES FACILITY | FACILITY = AIR CONDITION | SAMSUNG | SAMSUNG OUTDOOR UNIT |  | 0 | 0 | 0.474 | [7 empty] | 0 | 0
AC060HCRTCE |  | Y | Active | PC | PC | EA | 1 |  |  | Facility | SALES FACILITY | FACILITY = AIR CONDITION | SAMSUNG | SAMSUNG OUTDOOR UNIT |  | 0 | 0 | 0.085 | [7 empty] | 0 | 0
AC060HCRTHE/MG |  | Y | Active | PC | PC | EA | 1 |  |  | FACILITY | SALES FACILITY | FACILITY = AIR CONDITION | SAMSUNG | SAMSUNG AC UNIT 52 000 BTU |  | 0 | 0 | 0 | [7 empty] | 0 | 0
AC060HCRTHE-ID |  | Y | Active | PC | PC | PC | 1 |  |  | FACILITY | SALES FACILITY | FACILITY = AIR CONDITION | SAMSUNG | SAMSUNG 4 TON INDOOR AC UNIT |  | 0 | 0 | 0 | [7 empty] | 0 | 0
AC060HCRTHE-OD |  | Y | Active | PC | PC | PC | 1 |  |  | FACILITY | SALES FACILITY | FACILITY = AIR CONDITION | SAMSUNG | SAMSUNG 4 TON OUTDOOR UNIT |  | 0 | 0 | 0 | [7 empty] | 0 | 0
AC060JNMPCH/MG |  | Y | Active | PC | PC | EA | 1 |  |  | Facility | SALES FACILITY | FACILITY = AIR CONDITION | SAMSUNG | SAMSUNG INDOOR UNIT |  | 0 | 0 | 0.318 | [7 empty] | 0 | 0
AC060JXQRCH |  | Y | Active | PC | PC | EA | 1 |  |  | Facility | SALES FACILITY | FACILITY = AIR CONDITION | SAMSUNG | SAMSUNG OUTDOOR UNIT |  | 0 | 0 | 0.085 | [7 empty] | 0 | 0
AC060JXQRCH/MG-ID |  | Y | Active | PC | PC | PC | 1 |  |  | FACILITY | SALES FACILITY | FACILITY = AIR CONDITION | SAMSUNG | SAMSUNG AC 60 000 BTU |  | 0 | 0 | 0.332 | [7 empty] | 0 | 0
AC060JXQRCH/MG-INDOOR |  | Y | Active | PC | PC | EA | 1 |  |  | FACILITY | SALES FACILITY | FACILITY = AIR CONDITION | SAMSUNG | SAMSUNG AC 60 000 BTU |  | 37 | 130 | 69 | [7 empty] | 0.2886 | 2
AC060JXQRCH/MG-OD |  | Y | Active | PC | PC | PC | 1 |  |  | FACILITY | SALES FACILITY | FACILITY = AIR CONDITION | SAMSUNG | SAMSUNG AC 60 000 BTU |  | 0 | 0 | 0.475 | [7 empty] | 0 | 0
AC060JXQRCH/MG-OUTDOOR |  | Y | Active | PC | PC | EA | 1 |  |  | FACILITY | SALES FACILITY | FACILITY = AIR CONDITION | SAMSUNG | SAMSUNG AC 60 000 BTU |  | 143 | 95 | 35 | [7 empty] | 1.6302 | 1
AC060JXQRCHMG-INDOOR |  | Y | Active | PC | PC | EA | 1 |  |  | FACILITY | SALES FACILITY | FACILITY = AIR CONDITION | SAMSUNG | SAMSUNG AC 60 000 BTU-INDOOR |  | 0 | 0 | 0 | [7 empty] | 0 | 0
AC060JXQRCHMG-OUTDOOR |  | Y | Active | PC | PC | EA | 1 |  |  | FACILITY | SALES FACILITY | FACILITY = AIR CONDITION | SAMSUNG | SAMSUNG AC 60 000 BTU-OUTDOOR |  | 0 | 0 | 0 | [7 empty] | 0 | 0
AC2 |  | Y | Active | PC | PC | EA | 1 |  |  | NETWORK | RADIO PLANNING | NW = CIVIL -- SHELTER | UNKNOWN | SHELTER AC |  | 0 | 0 | 0 | [7 empty] | 0 | 0
AC6508 |  | Y | Active | PC | PC | EA | 1 |  |  | NETWORK | Radio Planning | NW = RADIO -- MODULE | HUAWEI | Access Control |  | 0 | 0 | 0 | [7 empty] | 0 | 0
accessories_stand_TFS |  | Y | Active | PC | PC | EA | 1 |  |  | FACILITY | SALES FACILITY | FACILITY = STAND | UNKNOWN | ACCESSORIES STAND |  | 0 | 0 | 0 | [7 empty] | 0 | 0
ACZ11123 |  | Y | Active | PC | PC | EA | 1 |  |  | NETWORK | RADIO PLANNING | NW = MW -- MW ANT -- 0.6 M | HUAWEI | MW DISH 0.6MW 15GHZ |  | 120 | 80 | 1 | [7 empty] | 0.144 | 8
AD537A |  | Y | Active | PC | PC | EA | 1 |  |  | NETWORK | CORE | NW = CORE -- SWITCH | NOKIA SIEMENS NETWORK | HP STORAGE WORKS MSA1500CS |  | 1 | 1 | 1 | [7 empty] | 0.00012 | 1
ADF_Cabinet_14 |  | Y | Active | PC | PC | EA | 1 |  |  | Facility | SALES FACILITY | FACILITY = IT -- CABINET | ADF | ADF Cabinet#01 4.10.8 |  | 0 | 0 | 1.02 | [7 empty] | 0 | 0
ADF_Cabinet_A |  | Y | Active | PC | PC | EA | 1 |  |  | Facility | SALES FACILITY | FACILITY = IT -- CABINET | ADF | ADF Cabinet-A |  | 0 | 0 | 1.02 | [7 empty] | 0 | 0
ADF_DATA_CABINET_13 |  | Y | Active | PC | PC | EA | 1 |  |  | Facility | SALES FACILITY | FACILITY = IT -- CABINET | ADF | ADF DATA CABINET 13.8-27 |  | 0 | 0 | 1.02 | [7 empty] | 0 | 0
ADF_Data_Cabinet_3 |  | Y | Active | PC | PC | EA | 1 |  |  | Facility | SALES FACILITY | FACILITY = IT -- CABINET | ADF | ADF DATA cabinet.3.10.6 |  | 0 | 0 | 1.02 | [7 empty] | 0 | 0
ADF_data_Cabinet_6 |  | Y | Active | PC | PC | EA | 1 |  |  | Facility | SALES FACILITY | FACILITY = IT -- CABINET | ADF | ADF data Cabinet 6.12.4 |  | 0 | 0 | 1.02 | [7 empty] | 0 | 0
ADF_Data_Cabinet_A |  | Y | Active | PC | PC | EA | 1 |  |  | Facility | SALES FACILITY | FACILITY = IT -- CABINET | ADF | ADF Data.Cabinet.01 |  | 0 | 0 | 1.02 | [7 empty] | 0 | 0
ADU451801 |  | Y | Active | PC | PC | EA | 1 |  |  | NETWORK | RADIO PLANNING | NW = RADIO -- ANTENNA | AGISSON | AGISSON 27010547 |  | 193.6 | 25.9 | 13.5 | [7 empty] | 0.030085 | 20
ADU451801_BRKT |  | Y | Active | PC | BOX | BOX-ALL | 1 |  |  | NETWORK | RADIO PLANNING | NW = RADIO -- ANT BRACKET |  | AGISSON 27010547 (Bracket) |  | 0 | 0 | 0 | [7 empty] | 0 | 0
ADU451807v01 |  | Y | Active | PC | PC | EA | 1 |  |  | NETWORK | RADIO PLANNING | NW = RADIO -- ANTENNA | AGISSON | AGISSON DXX-790-960-1710-2180- 27010881 |  | 193.6 | 25.9 | 13.5 | [7 empty] | 0.10028 | 6
ADU451807v01_BRKT |  | Y | Active | PC | BOX | BOX-ALL | 1 |  |  | NETWORK | RADIO PLANNING | NW = RADIO -- ANT BRACKET |  | AGISSON DXX-790-960-1710-2180- 27010881 (Bracket) |  | 0 | 0 | 0 | [7 empty] | 0 | 0
ADU451816 |  | Y | Active | PC | PC | PC | 1 |  |  | NETWORK | RADIO PLANNING | NW = RADIO -- ANTENNA | HUAWEI | DXX-1710-2690/1710-2690-65/65-18i/18i-M/M |  | 267 | 45 | 40 | [7 empty] | 0.2403 | 6
ADU4518R0v06 |  | Y | Active | PC | PC | PC | 1 |  |  | NETWORK | RADIO PLANNING | NW = RADIO -- ANTENNA | HUAWEI | DXX-790-960/1710-2180-65/65-17.5i/18.5i-M/M-R |  | 267 | 45 | 40 | [7 empty] | 0.2403 | 6
ADU4518R3 |  | Y | Active | PC | PC | PC | 1 |  |  | NETWORK | RADIO PLANNING | NW = RADIO -- ANTENNA | Nokia | AGISSON DXX-790-960/1710-2180 |  | 193.6 | 25.9 | 13.5 | [7 empty] | 0.030085 | 20
ADU451902 |  | Y | Active | PC | PC | PC | 1 |  |  | NETWORK | RADIO PLANNING | NW = RADIO -- ANTENNA | HUAWEI | DXX-1710-2200/1710-2200-65/65-19.5i/19.5i-M/M |  | 0 | 0 | 0 | [7 empty] | 0 | 6
Advertising_Screen_TFS |  | Y | Active | PC | PC | EA | 1 |  |  | FACILITY | SALES FACILITY | FACILITY = SCREEN | UNKNOWN | ADVERTISING SCREEN |  | 0 | 0 | 0 | [7 empty] | 0 | 0
AF062A |  | Y | Active | PC | PC | EA | 1 |  |  | NETWORK | CORE | NW = RADIO -- CABLE | HP | POWER CABLE |  | 65 | 60 | 10 | [7 empty] | 0.0468 | 10
AF41A |  | Y | Active | PC | PC | EA | 1 |  |  | IT | IT INFRASTRUCTURE | NW = IT -- UPS | HP | HP MGMT CARD FOR XR UPS |  | 26 | 24 | 6 | [7 empty] | 0.002496 | 30
AF552A |  | Y | Active | PC | PC | EA | 1 |  |  | NETWORK | CORE | NW = CORE - FIBER | HP | FIBER CABLE |  | 30 | 25 | 2 | [7 empty] | 0.0018 | 50
AF704 |  | Y | Active | PC | PC | EA | 1 |  |  | FACILITY | SALES FACILITY | FACILITY = CEILING SUPPLY | UNKNOWN | Aldes Square Ceiling Supply/Return Diffuser |  | 60 | 60 | 10 | [7 empty] | 0.072 | 6
AG066A |  | Y | Active | PC | PC | EA | 1 |  |  | NETWORK | CORE | IT = LAPTOP | HP | HP TFT7600RKM INTL |  | 1 | 1 | 1 | [7 empty] | 0.00012 | 1
AG118A |  | Y | Active | PC | PC | EA | 1 |  |  | NETWORK | IBS | NW = IBS -- IP - ROUTER | CISCO | CISCO MWR 2941-DC MOBILE WIRELESS ROUTER |  | 104 | 60 | 22 | [7 empty] | 0.3744 | 2
AG703A |  | Y | Active | PC | PC | EA | 1 |  |  | NETWORK | CORE | NW = CORE -- SWITCH | NOKIA SIEMENS NETWORK | HP STORAGE WORKS DAT 160 USB |  | 1 | 1 | 1 | [7 empty] | 0.00012 | 1
Agent_Black_ Chair |  | Y | Active | PC | PC | EA | 1 |  |  | FACILITY | SALES FACILITY | FACILITY = CHAIR | UNKNOWN | Agent Black Chair |  | 0 | 0 | 0.333 | [7 empty] | 0 | 0
Agent_cupboard_TFS |  | Y | Active | PC | PC | EA | 1 |  |  | FACILITY | SALES FACILITY | FACILITY = CUPBOARD | UNKNOWN | AGENT CUPBOARD |  | 0 | 0 | 0 | [7 empty] | 0 | 0
Agent_Table |  | Y | Active | PC | PC | EA | 1 |  |  | FACILITY | SALES FACILITY | FACILITY = TABLE | UNKNOWN | Agent Table |  | 0 | 0 | 1.008 | [7 empty] | 0 | 0
AirEngine5760-51 |  | Y | Active | PC | PC | EA | 1 |  |  | NETWORK | Radio Planning | NW = RADIO -- AP | HUAWEI | Access Point |  | 0 | 0 | 0 | [7 empty] | 0 | 0
AirEngine6760R-51 |  | Y | Active | PC | PC | EA | 1 |  |  | NETWORK | Radio Planning | NW = RADIO -- AP | HUAWEI | Access Point |  | 0 | 0 | 0.005 | [7 empty] | 0 | 0
AJ798A |  | Y | Active | PC | PC | EA | 1 |  |  | NETWORK | CORE | NW = CORE -- SWITCH | NOKIA SIEMENS NETWORK | HP STORAGE WORKS MSA 2000 |  | 1 | 1 | 1 | [7 empty] | 0.00012 | 1
AK241-63002 |  | Y | Active | PC | PC | EA | 1 |  |  | NETWORK | CORE | NW = CORE -- SWITCH | NOKIA SIEMENS NETWORK | HP STORAGE WORK 8/20Q FIBER CHANNEL SWITCH |  | 1 | 1 | 1 | [7 empty] | 0.00012 | 1
AK42CX |  | Y | Active | PC | PC | EA | 1 |  |  | Facility | SALES FACILITY | FACILITY = TV | AKAI | TV (42inches) AKAI |  | 0 | 0 | 0.034 | [7 empty] | 0 | 0
AK55VX |  | Y | Active | PC | PC | EA | 1 |  |  | FACILITY | SALES FACILITY |  | AKAI | TV - AKAI Model: AK55VX |  | 0 | 0 | 0.125 | [7 empty] | 0 | 0
ALR2200/90209 |  | Y | Active | PC | PC | EA | 1 |  |  | NETWORK | RADIO PLANNING | NW = RADIO -- MODULE | SIEMENS | COMPACT REP BAND SELECTIVE 1800MHZ GSM LB BW25MHZ AC |  | 50 | 50 | 27 | [7 empty] | 0.06 | 5
AM866A |  | Y | Active | PC | PC | EA | 1 |  |  | NETWORK | CORE | NW = CORE -- SWITCH | NOKIA SIEMENS NETWORK | HP STORAGE WORKS 8/8 SAN SWITCH |  | 1 | 1 | 1 | [7 empty] | 0.00012 | 1
AMG-42IPWA04T1 |  | Y | Active | PC | PC | EA | 1 |  |  | FACILITY | SALES FACILITY | FACILITY = LCD | AMONGO TECHNOLOGY CO | LCD TV |  | 0 | 0 | 0 | [7 empty] | 0 | 0
AMG-42IPWA04T2 |  | Y | Active | PC | PC | EA | 1 |  |  | FACILITY | SALES FACILITY | FACILITY = LCD | WAVETEC | LCD MONITOR |  | 0 | 0 | 0 | [7 empty] | 0 | 0
AM-VP-M |  | Y | Active | PC | PC | EA | 1 |  |  | NETWORK | TECH FACILITIES OPS | NW = EM -- POWER MODULE | MASTER GUARD | POWERSUPLIER |  | 40 | 79 | 120 | [7 empty] | 0.3792 | 1
AP7921 |  | Y | Active | PC | PC | EA | 1 |  |  | NETWORK | TRANSMISSION | NW = EM -- PDU | HP | RACKMOUNT POWER DISTRIBUTION UNIT |  | 48 | 35 | 7 | [7 empty] | 0.004032 | 50
AP836B |  | Y | Active | PC | PC | EA | 1 |  |  | NETWORK | CORE | NW = CORE -- STORAGE | NOKIA SIEMENS NETWORK | HP P2000 |  | 1 | 1 | 1 | [7 empty] | 0.00012 | 1
AP9565 |  | Y | Active | PC | PC | EA | 1 |  |  | NETWORK | CORE | NW = EM -- PDU | NOKIA SIEMENS NETWORK | BASIC RACK PDU |  | 1 | 1 | 1 | [7 empty] | 0.00012 | 1
AR1200/95209 |  | Y | Active | PC | PC | EA | 1 |  |  | NETWORK | RADIO PLANNING | NW = RADIO -- MODULE | CERTA TELECOM | STD BAND SELECTIVE REP 900MHZ EGSM BW16.9MHZ AC PSU N |  | 75 | 65 | 40 | [7 empty] | 0.117 | 5
AR12HCFNBWKXMG |  | Y | Active | PC | PC | EA | 1 |  |  | Facility | SALES FACILITY | FACILITY = AIR CONDITION | SAMSUNG | SAMSUNG OUTDOOR UNIT |  | 0 | 0 | 0.18 | [7 empty] | 0 | 0
AR12HCFXDWKXMG_ID |  | Y | Active | PC | PC | PC | 1 |  |  | FACILITY | F-SLF | FACILITY = AIR CONDITION | SAMSUNG | SAMSUNG AC INDOOR |  | 106 | 30 | 24 | [7 empty] | 0.1908 | 2
AR12HCFXDWKXMG_OD |  | Y | Active | PC | PC | PC | 1 |  |  | FACILITY | F-SLF | FACILITY = AIR CONDITION | SAMSUNG | SAMSUNG AC OUTDOOR |  | 0 | 0 | 0 | [7 empty] | 0 | 0
AR18HCFNBWKNMG_ID |  | Y | Active | PC | PC | EA | 1 |  |  | FACILITY | SALES FACILITY | FACILITY = AIR CONDITION | SAMSUNG | Samsung AC Indoor |  | 0 | 0 | 0 | [7 empty] | 0 | 0
AR18HCFNBWKNMG_OD |  | Y | Active | PC | PC | EA | 1 |  |  | FACILITY | SALES FACILITY | FACILITY = AIR CONDITION | SAMSUNG | Samsung AC outdoor |  | 0 | 0 | 0 | [7 empty] | 0 | 0
AR18HCFNBWKX |  | Y | Active | PC | PC | EA | 1 |  |  | Facility | SALES FACILITY | FACILITY = AIR CONDITION | SAMSUNG | SAMSUNG OUTDOOR UNIT |  | 0 | 0 | 0.166 | [7 empty] | 0 | 0
AR18HCFNBWKXMG |  | Y | Active | PC | PC | EA | 1 |  |  | Facility | SALES FACILITY | FACILITY = AIR CONDITION | SAMSUNG | SAMSUNG OUTDOOR UNIT |  | 0 | 0 | 0.051 | [7 empty] | 0 | 0
AR18JRFNEWKNMG-ID |  | Y | Active | PC | PC | EA | 1 |  |  | FACILITY | SALES FACILITY | FACILITY = AIR CONDITION | SAMSUNG | SAMSUNG AC-18000-BTU/H-INDOOR |  | 30 | 107 | 29 | [7 empty] | 0.0963 | 4
AR18JRFNEWKNMG-INDOOR |  | Y | Active | PC | PC | EA | 1 |  |  | FACILITY | SALES FACILITY | FACILITY = AIR CONDITION | SAMSUNG | SAMSUNG AC 18 000 BTU |  | 30 | 107 | 28 | [7 empty] | 0.0963 | 4
AR18JRFNEWKX |  | Y | Active | PC | PC | EA | 1 |  |  | Facility | SALES FACILITY | FACILITY = AIR CONDITION | SAMSUNG | SAMSUNG OUTDOOR UNIT |  | 0 | 0 | 0.18 | [7 empty] | 0 | 0
AR18JRFNEWKX |  | Y | Active | PC | PC | EA | 1 |  |  | Facility | SALES FACILITY | FACILITY = AIR CONDITION | SAMSUNG | SAMSUNG OUTDOOR UNIT |  | 0 | 0 | 0.18 | [7 empty] | 0 | 0
AR18JRFNEWKX-ID |  | Y | Active | PC | PC | PC | 1 |  |  | FACILITY | SALES FACILITY | FACILITY = AIR CONDITION | SAMSUNG | SAMSUNG Split A/C INDOOR |  | 0 | 0 | 0 | [7 empty] | 0 | 0
AR18JRFNEWKXMG |  | Y | Active | PC | PC | EA | 1 |  |  | FACILITY | SALES FACILITY | FACILITY = AIR CONDITION | SAMSUNG | SAMSUNG AC UNIT 17 200 BTU |  | 0 | 0 | 0 | [7 empty] | 0 | 0
AR18JRFNEWKXMG-ID |  | Y | Active | PC | PC | EA | 1 |  |  | FACILITY | SALES FACILITY | FACILITY = AIR CONDITION | SAMSUNG | Samsung AC INDOOR |  | 106 | 30 | 30 | [7 empty] | 0.0954 | 4
AR18JRFNEWKXMG-OD |  | Y | Active | PC | PC | EA | 1 |  |  | FACILITY | SALES FACILITY | FACILITY = AIR CONDITION | SAMSUNG | SAMSUNG AC-18000/BTU/H-OUTDOOR |  | 143 | 94 | 32 | [7 empty] | 1.613 | 1
AR18JRFNEWKXMG-OD_1 |  | Y | Active | PC | PC | PC | 1 |  |  | FACILITY | SALES FACILITY | FACILITY = AIR CONDITION | UNKNOWN | SAMSUNG AC-18000/BTU/H-OUTDOOR (71*88*30) |  | 71 | 88 | 30 | [7 empty] | 0.74976 | 1
AR18JRFNEWKXMG-OD_2 |  | Y | Active | PC | PC | PC | 1 |  |  | FACILITY | SALES FACILITY | FACILITY = AIR CONDITION | UNKNOWN | SAMSUNG AC-18000/BTU/H-OUTDOOR (117*94*38) |  | 117 | 94 | 38 | [7 empty] | 1.3198 | 1
AR18JRFNEWKXMG-OUTDOOR |  | Y | Active | PC | PC | EA | 1 |  |  | FACILITY | SALES FACILITY | FACILITY = AIR CONDITION | SAMSUNG | SAMSUNG AC 18 000 BTU |  | 64 | 88 | 31 | [7 empty] | 0.67584 | 1
AR18JRFNEWKX-OD |  | Y | Active | PC | PC | PC | 1 |  |  | FACILITY | SALES FACILITY | FACILITY = AIR CONDITION | SAMSUNG | SAMSUNG Split A/C OUTDOOR 1.5 Ton |  | 0 | 0 | 0 | [7 empty] | 0 | 0
AR18JRFNEWXMG-INDOOR |  | Y | Active | PC | PC | EA | 1 |  |  | FACILITY | SALES FACILITY | FACILITY = AIR CONDITION | SAMSUNG | SAMSUNG AC 18 000 BTU |  | 0 | 0 | 0 | [7 empty] | 0 | 0
AR18JRFNEWXMG-OUTDOOR |  | Y | Active | PC | PC | EA | 1 |  |  | FACILITY | SALES FACILITY | FACILITY = AIR CONDITION | SAMSUNG | SAMSUNG AC 18 000 BTU-OUTDOOR |  | 0 | 0 | 0 | [7 empty] | 0 | 0
AR18KRFHCWKX |  | Y | Active | PC | PC | EA | 1 |  |  | Facility | SALES FACILITY | FACILITY = AIR CONDITION | SAMSUNG | SAMSUNG OUTDOOR UNIT |  | 0 | 0 | 0.18 | [7 empty] | 0 | 0
AR24KRFHCWKNMG-ID |  | Y | Active | PC | PC | PC | 1 |  |  | FACILITY | SALES FACILITY | FACILITY = AIR CONDITION | SAMSUNG | SAMSUNG AC 24 000 BTU |  | 0 | 0 | 0.072 | [7 empty] | 0 | 0
AR24KRFHCWKNMG-INDOOR |  | Y | Active | PC | PC | EA | 1 |  |  | FACILITY | SALES FACILITY | FACILITY = AIR CONDITION | SAMSUNG | SAMSUNG AC 24 000 BTU |  | 23 | 105 | 30 | [7 empty] | 0.07245 | 4
AR24KRFHCWKXMG-OD |  | Y | Active | PC | PC | PC | 1 |  |  | FACILITY | SALES FACILITY | FACILITY = AIR CONDITION | SAMSUNG | SAMSUNG AC 24 000 BTU |  | 0 | 0 | 0.215 | [7 empty] | 0 | 0
AR24KRFHCWKXMG-OUTDOOR |  | Y | Active | PC | PC | EA | 1 |  |  | FACILITY | SALES FACILITY | FACILITY = AIR CONDITION | SAMSUNG | SAMSUNG AC 24 000 BTU |  | 78 | 89 | 31 | [7 empty] | 0.83304 | 1
AR3100X717 |  | Y | Active | PC | PC | EA | 1 |  |  | NETWORK | RADIO PLANNING | NW = RADIO -- RACK | DELL | Rack 5 |  | 0 | 0 | 0.51 | [7 empty] | 0 | 0
AR6500/00109 |  | Y | Active | PC | PC | EA | 1 |  |  | NETWORK | TRANSMISSION | NW = TX -- REPEATER | CERTA TELECOM | STD CH SEL REP 2100MHZ WCDMA 2CH AC PSU N CON GSM/GPRS REMOT |  | 0 | 0 | 0 | [7 empty] | 0 | 0
AR6560/00209 |  | Y | Active | PC | PC | EA | 1 |  |  | NETWORK | RADIO PLANNING | NW = RADIO -- REPEATER | SIEMENS | STD CH SEL REP 2100MHZ WCDMA 2CH HP AC PSU N CON GSM/GPRS RE |  | 50 | 60 | 25 | [7 empty] | 0.036 | 10
ARCU02004 |  | Y | Active | PC | PC | EA | 1 |  |  | NETWORK | RADIO PLANNING | NW = RADIO -- RCU | HUAWEI | RCU |  | 18 | 6 | 4 | [7 empty] | 0.0002592 | 50
ARI8CHFNBWKXMG |  | Y | Active | PC | PC | PC | 1 |  |  | FACILITY | SALES FACILITY | FACILITY = AIR CONDITION | SAMSUNG | SAMSUNG Split A/C OUTDOOR 1.5 Ton |  | 0 | 0 | 0 | [7 empty] | 0 | 0
AT101A |  | Y | Active | PC | PC | EA | 1 |  |  | NETWORK | RADIO PLANING | NW = RADIO -- SERVER | HUAWEI | AT101A(Server) |  | 0 | 0 | 0.009 | [7 empty] | 0 | 0
ATA902001 |  | Y | Active | PC | PC | EA | 1 |  |  | NETWORK | RADIO PLANNING | NW = RADIO -- TMA | HUAWEI | 3G TMA |  | 59 | 27 | 8 | [7 empty] | 0.06372 | 3
ATR451704v01 |  | Y | Active | PC | PC | PC | 1 |  |  | NETWORK | RADIO PLANNING | NW = RADIO -- ANTENNA | HUAWEI | DXXX-790-960/1710-2180/1710-2180-65/65/65-17i/17i/17i-M/M/MBy |  | 267 | 45 | 40 | [7 empty] | 0.2403 | 6
ATR451714 |  | Y | Active | PC | PC | EA | 1 |  |  | NETWORK | RADIO PLANNING | NW = RADIO -- ANTENNA | AGISSON | AGISSON DXXX-1710-2690-27011115 |  | 147.2 | 34.9 | 16.6 | [7 empty] | 0.030824 | 20
ATR451714_BRKT |  | Y | Active | PC | BOX | BOX-ALL | 1 |  |  | NETWORK | RADIO PLANNING | NW = RADIO -- ANT BRACKET | UNKNOWN | AGISSON DXXX-1710-2690-27011115 (Bracket) |  | 0 | 0 | 0 | [7 empty] | 0 | 0
ATR4518R11 |  | Y | Active | PC | PC | PC | 1 |  |  | NETWORK | RADIO PLANNING | NW = RADIO -- ANTENNA | HUAWEI | DXXX-690-960/1710-2690/1710-2690-65/65/65-17i/18i/18i-M/M/M-R |  | 267 | 45 | 40 | [7 empty] | 0.2403 | 6
ATR4518R14 |  | Y | Active | PC | PC | PC | 1 |  |  | NETWORK | RADIO PLANNING | NW = RADIO -- ANTENNA | HUAWEI | DXXX-1710-2690/1710-2690/1710-2690-65/65/65-18i/18i/18i-M/M/M-R |  | 267 | 45 | 40 | [7 empty] | 0.2403 | 6
ATR4518R4 |  | Y | Active | PC | PC | PC | 1 |  |  | NETWORK | RADIO PLANNING | NW = RADIO -- ANTENNA | HUAWEI | DXXX-790-960/1710-2690/1710-2690-65/65/65-16i/18i/18i-M/M/M-R |  | 267 | 45 | 40 | [7 empty] | 0.2403 | 6
AZ884A |  | Y | Active | PC | PC | EA | 1 |  |  | IT | IT INFRASTRUCTURE | IT = KEYBOARD | HP | HP TFT7600 G2 KVM CONSOLE RACKMOUNT KEYBOARD INTL MONITOR |  | 0 | 0 | 0 | [7 empty] | 0 | 0
AZ884A_NW |  | Y | Active | PC | PC | PC | 1 |  |  | NETWORK | TECH FACILITIES OPS | IT = CONSOLE | HP | HP TFT7600 G2 KVM CONSOLE RACKMOUNT KEYBOARD INTL MONITOR |  | 1 | 1 | 1 | [7 empty] | 0.00012 | 1
B&W_ metal_ plate |  | Y | Active | PC | PC | EA | 1 |  |  | FACILITY | SALES FACILITY | FACILITY = TABLE | UNKNOWN | Black and white metal plate |  | 0 | 0 | 0 | [7 empty] | 0 | 15
B_rectangular_table |  | Y | Active | PC | PC | EA | 1 |  |  | FACILITY | SALES FACILITY | FACILITY = TABLE | UNKNOWN | Black rectangular table |  | 0 | 0 | 0 | [7 empty] | 0 | 0
B01-LT-M1500 |  | Y | Active | PC | PC | PC | 1 |  |  | NETWORK | RADIO PLANNING | NW = RADIO -- ACCESSORY | UNKNOWN | B01-LT-M1500 |  | 0 | 0 | 0 | [7 empty] | 0 | 0
B1824H-INDOOR |  | Y | Active | PC | PC | EA | 1 |  |  | FACILITY | SALES FACILITY | FACILITY = AIR CONDITION | LG | LG-18000 |  | 22 | 106 | 30 | [7 empty] | 0.06996 | 4
B1824H-OUTDOOR |  | Y | Active | PC | PC | EA | 1 |  |  | FACILITY | SALES FACILITY | FACILITY = AIR CONDITION | LG | LG-18000 |  | 84 | 95 | 33 | [7 empty] | 0.4788 | 2
B19-5 |  | Y | Active | PC | PC | EA | 1 |  |  | NETWORK | RADIO PLANNING | IT = MONITOR | FUJITSU COMPUTER SIMENS | LCD SCREEN |  | 100 | 80 | 74 | [7 empty] | 0.48 | 2
B19-5ECO |  | Y | Active | PC | PC | EA | 1 |  |  | NETWORK | RADIO PLANNING | IT = MONITOR | FUJITSU COMPUTER SIMENS | FUJITSU-SIEMENS - B19-5 ECO - LCD DISPLAY - TFT - 19 inch - 1280 X 1024 - 250 CD M2 - 1000:1 - 5 MS - 0.294 MM - DVI-D VGA - SPEAKERS |  | 0 | 0 | 0 | [7 empty] | 0 | 0
B288-67 |  | Y | Active | PC | PC | PC | 1 |  |  | FACILITY | SALES FACILITY | FACILITY = GESTETNER | UNKNOWN | GESTETNER |  | 0 | 0 | 0 | [7 empty] | 0 | 0
B292 |  | Y | Active | PC | PC | EA | 1 |  |  | FACILITY | SALES FACILITY | FACILITY = GESTETNER | GESTETNER | GESTETNER |  | 0 | 0 | 0 | [7 empty] | 0 | 0
B6951AA |  | Y | Active | PC | PC | EA | 1 |  |  | NETWORK | CORE | NW = CORE -- ACCESSORY | HP | HP DATA PORT START PK |  | 20 | 14 | 1 | [7 empty] | 0.00336 | 10
B8C0239229 |  | Y | Active | PC | PC | PC | 1 |  |  | NETWORK | RADIO PLANNING | NW = RADIO -- ACCESSORY | UNKNOWN | B8C0239229 |  | 0 | 0 | 0 | [7 empty] | 0 | 0
BAS BAR |  | Y | Active | PC | PC | EA | 1 |  |  | NETWORK | RADIO PLANNING | NW = RADIO -- ACCESSORY | UNKNOWN | BAS BAR |  | 0 | 0 | 0 | [7 empty] | 0 | 0
Batteries_Rack |  | Y | Active | PC | PC | EA | 1 |  |  | Facility | Facility |  | UNKNOW | Batteries Rack |  | 0 | 0 | 1.536 | [7 empty] | 0 | 0
Battery_20*20 |  | Y | Active | PC | PC | EA | 1 |  |  | NETWORK | TRANSMISSION | NW = EM -- BATTERY | POWER SAFE | Faulty 12 V 150 AH rectifier battery |  | 0 | 0 | 0 | [7 empty] | 0 | 0
Battery_21*19 |  | Y | Active | PC | PC | PC | 1 |  |  | NETWORK | TRANSMISSION | NW = EM -- BATTERY | Power Safe | Faulty 12 V 150 AH rectifier battery |  | 21 | 19 | 9 | [7 empty] | 0.02394 | 2
Battery_40*11 |  | Y | Active | PC | PC | EA | 1 |  |  | NETWORK | TRANSMISSION | NW = EM -- BATTERY | ENERSYS | Faulty 12 V 150 AH rectifier battery |  | 0 | 0 | 0 | [7 empty] | 0 | 0
Battery_40*12 |  | Y | Active | PC | PC | PC | 1 |  |  | NETWORK | TRANSMISSION | NW = EM -- BATTERY | EnerSys | Faulty 12 V 150 AH rectifier battery |  | 40 | 12 | 11 | [7 empty] | 0.0288 | 2
Battery_53*12 |  | Y | Active | PC | PC | EA | 1 |  |  | NETWORK | TRANSMISSION | NW = EM -- BATTERY | EMERSON | Faulty 12 V 150 AH rectifier battery |  | 0 | 0 | 0 | [7 empty] | 0 | 0
Battery_53*13 |  | Y | Active | PC | PC | PC | 1 |  |  | NETWORK | TRANSMISSION | NW = EM -- BATTERY | Power Safe | Faulty 12 V 150 AH rectifier battery |  | 53 | 13 | 11 | [7 empty] | 0.04134 | 2
Battery_53*32 |  | Y | Active | PC | PC | PC | 1 |  |  | NETWORK | TRANSMISSION | NW = EM -- BATTERY | Emerson | Faulty 12 V 150 AH rectifier battery |  | 53 | 32 | 14 | [7 empty] | 0.10176 | 2
Battery_55*11 |  | Y | Active | PC | PC | PC | 1 |  |  | NETWORK | TRANSMISSION | NW = EM -- BATTERY | Shoto | Faulty 12 V 150 AH rectifier battery |  | 55 | 11 | 12 | [7 empty] | 0.0363 | 2
Battery_55*13 |  | Y | Active | PC | PC | EA | 1 |  |  | NETWORK | TRANSMISSION | NW = EM -- BATTERY | TD | Faulty 12 V 150 AH rectifier battery |  | 0 | 0 | 0 | [7 empty] | 0 | 0
Battery_56*11 |  | Y | Active | PC | PC | EA | 1 |  |  | NETWORK | TRANSMISSION | NW = EM -- BATTERY | LECOIH | Faulty 12 V 150 AH rectifier battery |  | 56 | 11 | 11 | [7 empty] | 0.03696 | 2
Battery_56*11_TD |  | Y | Active | PC | PC | PC | 1 |  |  | NETWORK | TRANSMISSION | NW = EM -- BATTERY | TD | Faulty 12 V 150 AH rectifier battery |  | 56 | 11 | 12 | [7 empty] | 0.03696 | 2
Battery_56*13 |  | Y | Active | PC | PC | PC | 1 |  |  | NETWORK | TRANSMISSION | NW = EM -- BATTERY | CD True Tech | Faulty 12 V 150 AH rectifier battery |  | 56 | 13 | 11 | [7 empty] | 0.04368 | 2
Battery_58*13 |  | Y | Active | PC | PC | PC | 1 |  |  | NETWORK | TRANSMISSION | NW = EM -- BATTERY | North Star | Faulty 12 V 150 AH rectifier battery |  | 58 | 13 | 11 | [7 empty] | 0.04524 | 2
BBU |  | Y | Active | PC | PC | EA | 1 |  |  | NETWORK | RADIO PLANNING | NW = RADIO -- BBU | UNKNOWN | BBU |  | 0 | 0 | 0 | [7 empty] | 0 | 0
BE550G |  | Y | Active | PC | PC | EA | 1 |  |  | FACILITY | SALES FACILITY | FACILITY = UPS | APC | APC-UPS ES 550 |  | 0 | 0 | 0 | [7 empty] | 0 | 0
BE550R |  | Y | Active | PC | PC | EA | 1 |  |  | FACILITY | SALES FACILITY | FACILITY = UPS | APC | APC-UPS ES 550 |  | 0 | 0 | 0 | [7 empty] | 0 | 0
BIG_IP_1600_SERIES |  | Y | Active | PC | PC | EA | 1 |  |  | Facility | TECH FACILITIES OPS | FACILITY = IT |  | BIG-IP 1600 SERIES |  | 0 | 0 | 0 | [7 empty] | 0 | 0
BIP222519S |  | Y | Active | PC | PC | EA | 1 |  |  | NETWORK | CORE | NW = CORE -- ACCESSORY | F5 | F5 NETWORKS |  | 65 | 108 | 205 | [7 empty] | 0.8424 | 1
BIP230068S |  | Y | Active | PC | PC | EA | 1 |  |  | NETWORK | CORE | NW = CORE -- ACCESSORY | F5 | F5 NETWORKS |  | 1 | 1 | 1 | [7 empty] | 0.00012 | 1
BIP233937S |  | Y | Active | PC | PC | EA | 1 |  |  | NETWORK | CORE | NW = CORE -- ACCESSORY | F5 | F5 NETWORKS |  | 1 | 1 | 1 | [7 empty] | 0.00012 | 1
BIP234328S |  | Y | Active | PC | PC | EA | 1 |  |  | NETWORK | CORE | NW = CORE -- ACCESSORY | F5 | F5 NETWORKS |  | 60 | 100 | 200 | [7 empty] | 0.72 | 1
BIP236187S |  | Y | Active | PC | PC | EA | 1 |  |  | NETWORK | CORE | NW = CORE -- ACCESSORY | F5 | F5 NETWORKS |  | 1 | 1 | 1 | [7 empty] | 0.00012 | 1
BIP238146S |  | Y | Active | PC | PC | EA | 1 |  |  | NETWORK | CORE | NW = CORE -- ACCESSORY | F5 | F5 NETWORKS |  | 65 | 108 | 205 | [7 empty] | 0.8424 | 1
BIP238695S |  | Y | Active | PC | PC | EA | 1 |  |  | NETWORK | CORE | NW = CORE -- ACCESSORY | F5 | F5 NETWORKS |  | 60 | 100 | 175 | [7 empty] | 0.72 | 1
BIP238729S |  | Y | Active | PC | PC | EA | 1 |  |  | NETWORK | CORE | NW = CORE -- ACCESSORY | F5 | F5 NETWORKS |  | 1 | 1 | 1 | [7 empty] | 0.00012 | 1
BIP259365S |  | Y | Active | PC | PC | EA | 1 |  |  | NETWORK | RADIO PLANNING | NW = RADIO -- ACCESSORY | UNKNOWN | B01-LT-M1500 |  | 0 | 0 | 0 | [7 empty] | 0 | 0
BK829B |  | Y | Active | PC | PC | EA | 1 |  |  | NETWORK | CORE | NW = CORE -- STORAGE | NOKIA SIEMENS NETWORK | HP P2000 |  | 1 | 1 | 1 | [7 empty] | 0.00012 | 1
Black_chair |  | Y | Active | PC | PC | EA | 1 |  |  | FACILITY | SALES FACILITY | FACILITY = TABLE | UNKNOWN | Black_chair |  | 0 | 0 | 0 | [7 empty] | 0 | 6
Black_Table |  | Y | Active | PC | PC | EA | 1 |  |  | FACILITY | SALES FACILITY | FACILITY = TABLE | UNKNOWN | Black_Table |  | 0 | 0 | 0 | [7 empty] | 0 | 6
Black_Table13 |  | Y | Active | PC | PC | PC | 1 |  |  | FACILITY | SALES FACILITY | FACILITY = TABLE | UNKNOWN | Black_Table |  | 0 | 0 | 0 | [7 empty] | 0 | 6
Black_Table14 |  | Y | Active | PC | PC | PC | 1 |  |  | FACILITY | SALES FACILITY | FACILITY = TABLE | UNKNOWN | Black_Table |  | 0 | 0 | 0 | [7 empty] | 0 | 6
BLC42DV |  | Y | Active | PC | PC | EA | 1 |  |  | FACILITY | SALES FACILITY |  | BESAT | TV - BESAT Model: BLC 42 DV |  | 0 | 0 | 0.09 | [7 empty] | 0 | 0
BLV42DV |  | Y | Active | PC | PC | EA | 1 |  |  | FACILITY | SALES FACILITY | FACILITY = TV | BESAT-TFT | TV PLASMA BESAT |  | 105 | 68 | 9 | [7 empty] | 0.2142 | 4
BM00001 |  | Y | Active | PC | PC | PC | 1 |  |  | FACILITY | SALES FACILITY | FACILITY = CHAIR | UNKNOWN | MASSAGE CHAIR |  | 0 | 0 | 0 | [7 empty] | 0 | 0
BM00002 |  | Y | Active | PC | PC | PC | 1 |  |  | FACILITY | SALES FACILITY | FACILITY = TABLE | UNKNOWN | HAND FOOTBALL TABLE |  | 0 | 0 | 0 | [7 empty] | 0 | 0
BMK447-85/594 02 |  | Y | Active | PC | PC | EA | 1 |  |  | NETWORK | RADIO PLANNING | NW = EM -- RECTIFIER |  | Emerson Rectifier including all related |  | 0 | 0 | 0.72 | [7 empty] | 0 | 0
BP26-12 |  | Y | Active | PC | PC | EA | 1 |  |  | NETWORK | RADIO PLANNING | NW = EM -- BATTERY | BB-BATTERY | BB BP26-12 12V 26AH UPS BATTERY |  | 36 | 19 | 15 | [7 empty] | 0.02736 | 3
BREAKER 16A |  | Y | Active | PC | PC | PC | 1 |  |  | NETWORK | RADIO PLANNING | NW = EM -- BREAKER | SIEMENS | BRAKER ( 16 AMP ) |  | 0 | 0 | 0 | [7 empty] | 0 | 0
BREAKER 60A |  | Y | Active | PC | PC | PC | 1 |  |  | NETWORK | RADIO PLANNING | NW = EM -- BREAKER | CBI | BRAKER ( 60 AMP ) |  | 0 | 0 | 0 | [7 empty] | 0 | 0
Brown_Table_01 |  | Y | Active | PC | PC | EA | 1 |  |  | FACILITY | SALES FACILITY | FACILITY = TABLE |  | Brown Table |  | 0 | 0 | 0.765 | [7 empty] | 0 | 0
BSC3I |  | Y | Active | PC | PC | EA | 1 |  |  | NETWORK | RADIO PLANNING | NW = RADIO -- CABINET | NOKIA SIEMENS NETWORK | CABINET(DX 200) |  | 60 | 90 | 195 | [7 empty] | 0.648 | 1
BSL3I |  | Y | Active | PC | PC | PC | 1 |  |  | NETWORK | RADIO PLANNING | NW = RADIO -- ACCESSORY | UNKNOWN | BSL3I |  | 0 | 0 | 0 | [7 empty] | 0 | 0
BTS3900L |  | Y | Active | PC | PC | EA | 1 |  |  | NETWORK | RADIO PLANNING | NW = RADIO -- BTS-CABINET | UNKNOWN | BTS3900L with installed cards and accessories |  | 0 | 0 | 0 | [7 empty] | 0 | 0
BVCDEACMER |  | Y | Active | PC | PC | PC | 1 |  |  | FACILITY | SALES FACILITY | FACILITY = SENSORMATIC | UNKNOWN | SENSORMATIC |  | 0 | 0 | 0 | [7 empty] | 0 | 0
C_ype_Kiosk floor |  | Y | Active | PC | PC | EA | 1 |  |  | FACILITY | Facility | FACILITY = KISOK | N/A | Circular Type Kiosk floor |  | 0 | 0 | 0.128 | [7 empty] | 0 | 0
C08953.B3C |  | Y | Active | PC | PC | EA | 1 |  |  | NETWORK | TRANSMISSION | NW = RADIO -- POWER SUPPLY | NOKIA SIEMENS NETWORK | NOKIA B PSC6-A A PSC6-A |  | 27 | 26 | 3 | [7 empty] | 0.0016848 | 50
C08992.A1D |  | Y | Active | PC | PC | EA | 1 |  |  | NETWORK | RADIO PLANNING | NW = RADIO -- ACCESSORY | UNKNOWN | CONNECTOR (SCSIT-A SCSI) |  | 19 | 13 | 4 | [7 empty] | 0.001482 | 20
C0MB800BRA |  | Y | Active | PC | PC | EA | 1 |  |  | NETWORK | RADIO PLANNING | NW = RADIO -- SWITCH | CISCO | CISCO SWITCH FOR BB10 |  | 100 | 84 | 200 | [7 empty] | 1.008 | 1
C100141.B02 |  | Y | Active | PC | CABLE | PC-ALL | 1 |  |  | NETWORK | RADIO PLANNING | NW = RADIO -- CABLE | CISCO | CABLE |  | 28 | 24 | 2 | [7 empty] | 0.0008064 | 100
C100432 |  | Y | Active | PC | PC | EA | 1 |  |  | NETWORK | RADIO PLANNING | NW = RADIO -- CABINET | NOKIA SIEMENS NETWORK | NOKIA CABINET(DX-200) |  | 120 | 60 | 200 | [7 empty] | 0.864 | 1
C100580.D1M |  | Y | Active | PC | PC | EA | 1 |  |  | NETWORK | RADIO PLANNING | NW = RADIO -- CARD | NOKIA SIEMENS NETWORK | NOKIA CCP18 |  | 33 | 32 | 5 | [7 empty] | 0.025344 | 5
C100890.B3B |  | Y | Active | PC | PC | PC | 1 |  |  | NETWORK | RADIO PLANNING | NW = RADIO -- CARD |  | CARD |  | 36 | 35 | 9 | [7 empty] | 0.01512 | 10
C102243.B03 |  | Y | Active | PC | PC | EA | 1 |  |  | NETWORK | RADIO PLANNING | NW = RADIO -- CABLE | CISCO | CABLE |  | 29 | 15 | 3 | [7 empty] | 0.000522 | 100
C102250.B03 |  | Y | Active | PC | PC | PC | 1 |  |  | NETWORK | RADIO PLANNING | NW = RADIO -- CABLE | CISCO | CABLE |  | 0 | 0 | 0 | [7 empty] | 0 | 0
C102251.B03 |  | Y | Active | PC | PC | PC | 1 |  |  | NETWORK | RADIO PLANNING | NW = RADIO -- CABLE | CISCO | CABLE |  | 0 | 0 | 0 | [7 empty] | 0 | 0
C102648 |  | Y | Active | PC | PC | PC | 1 |  |  | NETWORK | RADIO PLANNING | NW = RADIO -- ACCESSORY | NOKIA SIEMENS NETWORK | COP48T |  | 0 | 0 | 0 | [7 empty] | 0 | 0
C102648.B1A |  | Y | Active | PC | PC | EA | 1 |  |  | NETWORK | RADIO PLANNING | NW = RADIO -- ACCESSORY | UNKNOWN | DAMMY(COP48T) |  | 29 | 25 | 2 | [7 empty] | 0.0174 | 5
C104095 |  | Y | Active | PC | PC | EA | 1 |  |  | NETWORK | CIVIL | NW = RADIO -- CARD | NOKIA SIEMENS NETWORK | SHIM4T CARD |  | 0 | 0 | 0 | [7 empty] | 0 | 0
C104095….B1A |  | Y | Active | PC | PC | EA | 1 |  |  | NETWORK | CIVIL | NW = RADIO -- CARD | NOKIA SIEMENS NETWORK | SHIM4T CARD |  | 26 | 22 | 2 | [7 empty] | 0.013728 | 5
C104095….B1B |  | Y | Active | PC | PC | EA | 1 |  |  | NETWORK | CIVIL | NW = RADIO -- BSC | NOKIA SIEMENS NETWORK | NOKIA BSC CONFIGURATION |  | 23 | 26 | 2 | [7 empty] | 0.003588 | 20
C104355.B03 |  | Y | Active | PC | PC | PC | 1 |  |  | NETWORK | IBS | NW = IBS -- CABLE | CISCO | CABLE |  | 0 | 0 | 0 | [7 empty] | 0 | 0
C105100….A1A |  | Y | Active | PC | PC | PC | 1 |  |  | NETWORK | RADIO PLANNING | NW = RADIO -- SERVER |  | SERVER BLADE |  | 60 | 75 | 200 | [7 empty] | 0.54 | 1
C105425….A1A |  | Y | Active | PC | PC | EA | 1 |  |  | NETWORK | RADIO PLANNING | NW = RADIO -- SERVER | NOKIA SIEMENS NETWORK | SERVER BLADE |  | 1 | 1 | 1 | [7 empty] | 0.00012 | 1
C105528.B03 |  | Y | Active | PC | PC | PC | 1 |  |  | NETWORK | IBS | NW = IBS -- CABLE | CISCO | CABLE |  | 0 | 0 | 0 | [7 empty] | 0 | 0
C108190188 |  | Y | Active | PC | PC | PC | 1 |  |  | NETWORK | RADIO PLANNING | NW = RADIO -- ACCESSORY | UNKNOWN | C108190188 |  | 0 | 0 | 0 | [7 empty] | 0 | 0
C108280 |  | Y | Active | PC | PC | EA | 1 |  |  | NETWORK | RADIO PLANNING | NW = RADIO -- PDU | NOKIA SIEMENS NETWORK | PDFU |  | 120 | 60 | 200 | [7 empty] | 0.864 | 1
C108981.A3A |  | Y | Active | PC | PC | PC | 1 |  |  | NETWORK | RADIO PLANNING | NW = RADIO -- SERVER | NOKIA | Flexi Server(SERVER BLADE) |  | 197 | 61 | 65 | [7 empty] | 0.72102 | 2
C108981….A03 |  | Y | Active | PC | PC | PC | 1 |  |  | NETWORK | RADIO PLANNING | NW = RADIO -- SERVER | NOKIA | Flexi Server(SERVER BLADE) |  | 197 | 61 | 65 | [7 empty] | 0.72102 | 2
C109053 |  | Y | Active | PC | PC | PC | 1 |  |  | NETWORK | RADIO PLANNING | NW = RADIO -- ACCESSORY | NOKIA SIEMENS NETWORK | MRD512A |  | 0 | 0 | 0 | [7 empty] | 0 | 0
C109053.A01 |  | Y | Active | PC | PC | EA | 1 |  |  | NETWORK | RADIO PLANNING | NW = RADIO -- ACCESSORY | NOKIA SIEMENS NETWORK | RAM(MRD512A) |  | 16 | 15 | 4 | [7 empty] | 0.0026182 | 11
C109490 |  | Y | Active | PC | PC | EA | 1 |  |  | NETWORK | RADIO PLANNING | NW = RADIO -- CABINET | NOKIA SIEMENS NETWORK | NOKIA CABINET TCSM3I (DX-200) |  | 150 | 60 | 200 | [7 empty] | 1.08 | 1
C109558.B01 |  | Y | Active | PC | PC | EA | 1 |  |  | NETWORK | RADIO PLANNING | NW = RADIO -- CARD | NOKIA SIEMENS NETWORK | GIPMC-A CARD |  | 0 | 0 | 0 | [7 empty] | 0 | 0
C109558….B01 |  | Y | Active | PC | PC | PC | 1 |  |  | NETWORK | RADIO PLANNING | NW = RADIO -- CARD |  | GIPMC-A CARD |  | 32 | 17 | 4 | [7 empty] | 0.0013056 | 50
C109577 |  | Y | Active | PC | PC | PC | 1 |  |  | NETWORK | RADIO PLANNING | NW = RADIO -- ACCESSORY | NOKIA SIEMENS NETWORK | CPI1-B |  | 0 | 0 | 0 | [7 empty] | 0 | 0
C109577.B02 |  | Y | Active | PC | PC | EA | 1 |  |  | NETWORK | RADIO PLANNING | NW = RADIO -- BOARD | NOKIA SIEMENS NETWORK | BOARD(CPI1-B) |  | 26 | 35 | 2 | [7 empty] | 0.02184 | 5
C109580 |  | Y | Active | PC | PC | EA | 1 |  |  | NETWORK | RADIO PLANNING | NW = RADIO -- FAN | NOKIA SIEMENS NETWORK | FTRB |  | 120 | 60 | 200 | [7 empty] | 0.864 | 1
C109580.A1A |  | Y | Active | PC | PC | EA | 1 |  |  | NETWORK | RADIO PLANNING | NW = RADIO -- FAN | NOKIA SIEMENS NETWORK | FTRB-A |  | 38 | 35 | 4 | [7 empty] | 0.03192 | 5
C109580D2A |  | Y | Active | PC | PC | PC | 1 |  |  | NETWORK | RADIO PLANNING | NW = RADIO -- FAN | NOKIA SIEMENS NETWORK | FTRB-A FAN TRAY.1.8 |  | 0 | 0 | 0 | [7 empty] | 0 | 0
C109700.A1F |  | Y | Active | PC | PC | EA | 1 |  |  | NETWORK | TRANSMISSION | NW = TX -- CARD | NOKIA SIEMENS NETWORK | NOKIA MX622 |  | 0 | 0 | 0 | [7 empty] | 0 | 0
C109730.B1A |  | Y | Active | PC | PC | PC | 1 |  |  | NETWORK | RADIO PLANNING | NW = RADIO -- ACCESSORY |  | BOX(3U CASING) |  | 54 | 32 | 15 | [7 empty] | 0.10368 | 2
C109730-B1A |  | Y | Active | PC | PC | EA | 1 |  |  | NETWORK | CORE | NW = RADIO -- CARD | EMERSON | FTRA-B |  | 0 | 0 | 0 | [7 empty] | 0 | 0
C109732.B02 |  | Y | Active | PC | PC | EA | 1 |  |  | NETWORK | RADIO PLANNING | NW = RADIO -- ACCESSORY | NOKIA SIEMENS NETWORK | HDF1-C |  | 42 | 34 | 6 | [7 empty] | 0.017136 | 10
C109900.A01 |  | Y | Active | PC | PC | EA | 1 |  |  | NETWORK | RADIO PLANNING | NW = RADIO -- ACCESSORY | HUAWEI | ACCESSORIES |  | 22 | 11 | 7 | [7 empty] | 0.0002904 | 100
C109975.A1A |  | Y | Active | PC | PC | EA | 1 |  |  | NETWORK | TRANSMISSION | NW = TX -- CARD | MOTOROLA | BISFC CARD |  | 30 | 10 | 2 | [7 empty] | 0.00036 | 100
C110306.B1A |  | Y | Active | PC | PC | EA | 1 |  |  | NETWORK | RADIO PLANNING | NW = RADIO -- ACCESSORY | NOKIA SIEMENS NETWORK | ET2E-TB |  | 32 | 17 | 4 | [7 empty] | 0.0013056 | 50
C110546.AB1 |  | Y | Active | PC | PC | EA | 1 |  |  | NETWORK | RADIO PLANNING | NW = RADIO -- BOARD | NOKIA SIEMENS NETWORK | BOARD(SBMUX-A) |  | 26 | 26 | 3 | [7 empty] | 0.04056 | 2
C110547.B02 |  | Y | Active | PC | PC | EA | 1 |  |  | NETWORK | RADIO PLANNING | NW = RADIO -- BOARD | NOKIA SIEMENS NETWORK | MCP18-B |  | 32 | 30 | 3 | [7 empty] | 0.01152 | 10
C110830.D1E |  | Y | Active | PC | PC | EA | 1 |  |  | NETWORK | RADIO PLANNING | NW = RADIO -- CARD | UNKNOWN | CARD (CDSP-DH) |  | 0 | 0 | 0 | [7 empty] | 0 | 0
C111002.A1A |  | Y | Active | PC | PC | EA | 1 |  |  | NETWORK | RADIO PLANNING | NW = RADIO -- ACCESSORY | CISCO | ACCESSORIES |  | 33 | 16 | 8 | [7 empty] | 0.006336 | 10
C111034.A1A |  | Y | Active | PC | PC | EA | 1 |  |  | NETWORK | TRANSMISSION | NW = TX -- CARD | NOKIA SIEMENS NETWORK | CCP18-C CONTROL COMPUTER CONTROL |  | 31 | 29 | 2 | [7 empty] | 0.010788 | 10
C111431.A1A |  | Y | Active | PC | PC | PC | 1 |  |  | NETWORK | RADIO PLANNING | NW = RADIO -- ACCESSORY | MOTOROLA | MOTOROLA ITEMS |  | 1 | 1 | 1 | [7 empty] | 0.00012 | 1
C150117A62 |  | Y | Active | PC | PC | PC | 1 |  |  | NETWORK | RADIO PLANNING | NW = RADIO -- ACCESSORY | UNKNOWN | C150117A62 |  | 0 | 0 | 0 | [7 empty] | 0 | 0
C1710-CIE |  | Y | Active | PC | PC | PC | 1 |  |  | NETWORK | RADIO PLANNING | NW = RADIO -- ACCESSORY | UNKNOWN | C1710-CIE |  | 0 | 0 | 0 | [7 empty] | 0 | 0
C26361-K1182-A110 |  | Y | Active | PC | PC | PC | 1 |  |  | IT | IT | FACILITY = IT -- DEVICES | FUJITSU | FUJITSU DISKTOP |  | 0 | 0 | 0.001 | [7 empty] | 0 | 0
C26361-K1182-A110-Z190 |  | Y | Active | PC | PC | PC | 1 |  |  | NETWORK | RADIO PLANNING | NW = RADIO -- SERVER | FUJITSU COMPUTER SIMENS | PRIMERGY TX200 S4 (SERVER) |  | 0 | 0 | 0 | [7 empty] | 0 | 0
C30405.003 |  | Y | Active | PC | PC | PC | 1 |  |  | NETWORK | RADIO PLANNING | NW = EM -- RECTIFIER CABINET | ELTEK | RECTIFIER |  | 0 | 0 | 0 | [7 empty] | 0 | 0
C3560-8PC-SVO2 |  | Y | Active | PC | PC | EA | 1 |  |  | NETWORK | RADIO PLANNING | NW = RADIO -- ROUTER | CISCO | ROUTER |  | 29 | 23 | 3 | [7 empty] | 0.04002 | 2
C39195-Z203-U20 |  | Y | Active | PC | PC | EA | 1 |  |  | NETWORK | RADIO PLANNING | NW = RADIO -- ACCESSORY | NOKIA SIEMENS NETWORK | FOSM LEAD 2.0T |  | 27 | 20 | 1 | [7 empty] | 0.00324 | 20
C42166-A153 |  | Y | Active | PC | PC | PC | 1 |  |  | NETWORK | RADIO PLANNING | NW = RADIO -- ACCESSORY | SIEMENS | CABLE HOLDER (SET) |  | 0 | 0 | 0 | [7 empty] | 0 | 0
C42166-A153-D27 |  | Y | Active | PC | PC | EA | 1 |  |  | NETWORK | RADIO PLANNING | NW = RADIO -- ACCESSORY | SIEMENS | CABLE HOLDER (SET) |  | 54 | 39 | 21 | [7 empty] | 0.04212 | 6
C43307.A03 |  | Y | Active | PC | PC | EA | 1 |  |  | NETWORK | TRANSMISSION | NW = TX -- ACCESSORY | CISCO | ACCESSORIES |  | 32 | 16 | 8 | [7 empty] | 0.003072 | 20
C43311.B 2 |  | Y | Active | PC | PC | PC | 1 |  |  | NETWORK | RADIO PLANNING | NW = RADIO -- CABLE | CISCO | CABLE |  | 0 | 0 | 0 | [7 empty] | 0 | 0
C43311.B02 |  | Y | Active | PC | PC | PC | 1 |  |  | NETWORK | TRANSMISSION | NW = TX -- ACCESSORY |  | ACCESSORIES |  | 29 | 24 | 1 | [7 empty] | 0.0008352 | 100
C49492-22 |  | Y | Active | PC | PC | EA | 1 |  |  | Facility | Facility |  | UNKNOW | Trasformer 300KVA |  | 0 | 0 | 0.978 | [7 empty] | 0 | 0
C49492-29 |  | Y | Active | PC | PC | EA | 1 |  |  | Facility | Facility |  | UNKNOW | Trasformer 300KVA |  | 0 | 0 | 0.978 | [7 empty] | 0 | 0
C50117-A26 |  | Y | Active | PC | PC | EA | 1 |  |  | NETWORK | CORE | NW = RADIO -- MODULE | HP | SURPASS HIT 7070 FILLER PNL 35MM/265MM |  | 0 | 0 | 0 | [7 empty] | 0 | 0
C50117-A26-B173-8 |  | Y | Active | PC | PC | PC | 1 |  |  | NETWORK | RADIO PLANNING | NW = RADIO -- SWITCH | NOKIA SIEMENS NETWORK | NOKIA SIEMENS NETWORKS GMBH & CO KG SURPASS HIT 7070 FILLER |  | 28 | 24 | 4 | [7 empty] | 0.008064 | 10
C50117A28B173-8 |  | Y | Active | PC | PC | PC | 1 |  |  | NETWORK | RADIO PLANNING | NW = RADIO -- ACCESSORY | SIEMENS | SLOT FILLER |  | 0 | 0 | 0 | [7 empty] | 0 | 0
C50228Z100B102 |  | Y | Active | PC | PC | PC | 1 |  |  | NETWORK | RADIO PLANNING | NW = RADIO -- ACCESSORY | SIEMENS | CONNECTOR 2MB |  | 0 | 0 | 0 | [7 empty] | 0 | 0
C50228-Z100-B102 |  | Y | Active | PC | PC | EA | 1 |  |  | NETWORK | RADIO PLANNING | NW = TX -- | TYCO ELECTRONICS | DIRECTIVE 2002/95/EC COMPLIANT |  | 26 | 10 | 10 | [7 empty] | 0.000624 | 50
C5283 |  | Y | Active | PC | PC | EA | 1 |  |  | IT | IT INFRASTRUCTURE | IT = PRINTER | HP | HP PHOTOSMART C5283 |  | 20 | 29 | 45 | [7 empty] | 0.0058 | 12
C5F94A |  | Y | Active | PC | PC | EA | 1 |  |  | IT | IT INFRASTRUCTURE | IT = PRINTER | HP | HP LASERJET PRO M402DN PRINTER |  | 49 | 60 | 48 | [7 empty] | 0.0882 | 4
C5J91A |  | Y | Active | PC | PC | EA | 1 |  |  | IT | IT INFRASTRUCTURE | IT = PRINTER | HP | HP LASERJET PRO M401DNE |  | 45 | 28 | 45 | [7 empty] | 0.0378 | 4
C70356 |  | Y | Active | PC | PC | EA | 1 |  |  | NETWORK | RADIO PLANNING | NW = CORE -- CABINET | NOKIA SIEMENS NETWORK | IT_CABINET |  | 30 | 60 | 195 | [7 empty] | 0.216 | 1
C73384.C1A |  | Y | Active | PC | PC | EA | 1 |  |  | NETWORK | IBS | NW = RADIO -- MODULE | NOKIA SIEMENS NETWORK | SWAP TELECCOM |  | 30 | 29 | 2 | [7 empty] | 0.02088 | 5
C73384…..C1A |  | Y | Active | PC | PC | PC | 1 |  |  | NETWORK | IBS | NW = IBS -- MODULE | NOKIA SIEMENS NETWORK | SWAP TELECCOM |  | 0 | 0 | 0 | [7 empty] | 0 | 0
C74990 |  | Y | Active | PC | PC | PC | 1 |  |  | NETWORK | IBS | NW = IBS -- CARD | NOKIA SIEMENS NETWORK | MBIF-C.1.12 |  | 0 | 0 | 0 | [7 empty] | 0 | 0
C74990.K03 |  | Y | Active | PC | PC | EA | 1 |  |  | NETWORK | IBS | NW = IBS -- CARD | NOKIA SIEMENS NETWORK | MBIF-C |  | 25 | 27 | 2 | [7 empty] | 0.0081 | 10
C8085A |  | Y | Active | PC | PC | EA | 1 |  |  | IT | IT INFRASTRUCTURE | IT = PRINTER | HP | HP COLOR LASERJET 9500 MFP |  | 98 | 50 | 50 | [7 empty] | 0.588 | 1
C8189A |  | Y | Active | PC | PC | EA | 1 |  |  | IT | IT INFRASTRUCTURE | IT = PRINTER | HP | HP OFFICE JET PRO L7680 ALL IN ONE |  | 32 | 53 | 40 | [7 empty] | 0.02544 | 8
C8549A |  | Y | Active | PC | PC | EA | 1 |  |  | IT | IT INFRASTRUCTURE | IT = PRINTER | HP | HP COLOR LASERJET 9500 MFP |  | 122 | 64 | 76 | [7 empty] | 0.93696 | 1
C8992-A1D |  | Y | Active | PC | PC | PC | 1 |  |  | NETWORK | RADIO PLANNING | NW = RADIO -- ACCESSORY | UNKNOWN | C8992-A1D |  | 0 | 0 | 0 | [7 empty] | 0 | 0
CA010220690 |  | Y | Active | PC | PC | EA | 1 |  |  | Facility | SALES FACILITY | FACILITY = IT -- MODULE | SUN microsystems | PSU FAN |  | 0 | 0 | 0 | [7 empty] | 0 | 0
CA06620_D102 |  | Y | Active | PC | PC | EA | 1 |  |  | Facility | SALES FACILITY | FACILITY = SERVER | ADF | IOU |  | 0 | 0 | 0 | [7 empty] | 0 | 0
CA06620_D302 |  | Y | Active | PC | PC | EA | 1 |  |  | Facility | SALES FACILITY | FACILITY = SERVER | SUN microsystems | XBU_B |  | 0 | 0 | 0 | [7 empty] | 0 | 0
CA06620_D322 |  | Y | Active | PC | PC | EA | 1 |  |  | Facility | SALES FACILITY | FACILITY = IT -- CONTROL UNIT | SUN microsystems | CLKU_B |  | 0 | 0 | 0 | [7 empty] | 0 | 0
CA06620_D342 |  | Y | Active | PC | PC | EA | 1 |  |  | Facility | SALES FACILITY | FACILITY = SERVER | SUN microsystems | CLKU_B |  | 0 | 0 | 0 | [7 empty] | 0 | 0
CA06622_D012 |  | Y | Active | PC | PC | EA | 1 |  |  | Facility | SALES FACILITY | FACILITY = IT -- MODULE | SUN microsystems | Fan unit HOT SWAP |  | 0 | 0 | 0 | [7 empty] | 0 | 0
CA06622_D103 |  | Y | Active | PC | PC | EA | 1 |  |  | Facility | SALES FACILITY | FACILITY = SWITCH | SUN microsystems | AC switch |  | 0 | 0 | 0 | [7 empty] | 0 | 0
Cabinet_1 |  | Y | Active | PC | PC | EA | 1 |  |  | NETWORK | RADIO PLANING | NW = RADIO -- CABINET | HUAWEI | Cabinet Huawei |  | 0 | 0 | 0.144 | [7 empty] | 0 | 0
Cabinet_HP |  | Y | Active | PC | PC | EA | 1 |  |  | NETWORK | RADIO PLANING | NW = RADIO -- CABINET | HP | HP Cabinet |  | 0 | 0 | 1.038 | [7 empty] | 0 | 0
Cabinet_Huawei |  | Y | Active | PC | PC | EA | 1 |  |  | NETWORK | RADIO PLANING | NW = RADIO -- CABINET | HUAWEI | Cabinet Huawei |  | 0 | 0 | 1.038 | [7 empty] | 0 | 0
CABLE TRAY |  | Y | Active | PC | PC | EA | 1 |  |  | NETWORK | RADIO PLANNING | NW = CIVIL -- CABLE TRAY | UNKNOWN | CABLE TRAY |  | 0 | 0 | 0 | [7 empty] | 0 | 0
Cafeteria_Chair_1 |  | Y | Active | PC | PC | EA | 1 |  |  | FACILITY | SALES FACILITY | FACILITY = CHAIR | UNKNOWN | Cafeteria Chair green |  | 0 | 0 | 0.188 | [7 empty] | 0 | 0
Cafeteria_Chair_2 |  | Y | Active | PC | PC | EA | 1 |  |  | FACILITY | SALES FACILITY | FACILITY = CHAIR | UNKNOWN | Cafeteria Chair gray |  | 0 | 0 | 0.188 | [7 empty] | 0 | 0
Cafeteria_Chair_gray |  | Y | Active | PC | PC | PC | 1 |  |  | FACILITY | SALES FACILITY | FACILITY = CHAIR | UNKNOWN | Cafeteria Chair GRAY |  | 0 | 0 | 0.188 | [7 empty] | 0 | 0
Cafeteria_Chair_gree |  | Y | Active | PC | PC | PC | 1 |  |  | FACILITY | SALES FACILITY | FACILITY = CHAIR | UNKNOWN | Cafeteria Chair |  | 0 | 0 | 0.188 | [7 empty] | 0 | 0
Catalyst_6500 |  | Y | Active | PC | PC | EA | 1 |  |  | Facility | TECH FACILITIES OPS | IT = SWITCH | CISCO | Cisco Catalyst 6500 Series |  | 0 | 0 | 0 | [7 empty] | 0 | 0
Catylist_3560G |  | Y | Active | PC | PC | EA | 1 |  |  | Facility | TECH FACILITIES OPS | IT = SWITCH | Catylist | Network Switch |  | 0 | 0 | 0 | [7 empty] | 0 | 0
CB-12-POI-NF-14 |  | Y | Active | PC | PC | EA | 1 |  |  | NETWORK | IBS | NW = IBS -- MODULE | HUAWEI | 12 WAY POI(8 X 2G[900/1800MHZ] + 4 X 3G[2100MHZ] INPUT/ 2*OU |  | 0 | 0 | 0 | [7 empty] | 0 | 0
CB366A |  | Y | Active | PC | PC | EA | 1 |  |  | IT | IT INFRASTRUCTURE | IT = PRINTER | HP | HP LASERJET P2015 (CB366A) |  | 26 | 35 | 36 | [7 empty] | 0.0034125 | 32
CB368A |  | Y | Active | PC | PC | EA | 1 |  |  | IT | IT INFRASTRUCTURE | IT = PRINTER | HP | HP LASERJET P2015DN PRINTER (CB368A) |  | 26 | 35 | 35 | [7 empty] | 0.0034125 | 32
CB373A |  | Y | Active | PC | PC | EA | 1 |  |  | IT | IT INFRASTRUCTURE | IT = PRINTER | HP | HP COLOR LASER JET 1600 N |  | 38 | 37 | 46 | [7 empty] | 0.02109 | 8
CB414A |  | Y | Active | PC | PC | EA | 1 |  |  | IT | IT INFRASTRUCTURE | IT = PRINTER | HP | HP LASERJET ENTERPRISE 500 MFP M525DN |  | 53 | 46 | 50 | [7 empty] | 0.02438 | 12
CB449A |  | Y | Active | PC | PC | EA | 1 |  |  | IT | IT INFRASTRUCTURE | IT = PRINTER | HP | HP LASERJET P2015DN PRINTER (CB449A) |  | 26 | 35 | 36 | [7 empty] | 0.0034125 | 32
CB503A |  | Y | Active | PC | PC | EA | 1 |  |  | IT | IT INFRASTRUCTURE | IT = PRINTER | HP | HP COLOR LASERJET CP4005N |  | 59 | 50 | 50 | [7 empty] | 0.0885 | 4
CBG-0179758-008 |  | Y | Active | PC | PC | PC | 1 |  |  | NETWORK | RADIO PLANNING | NW = MW -- BRACKET | NEC | 28/32/38GHZ BRACKET |  | 0 | 0 | 0 | [7 empty] | 0 | 6
CBG-019758-001 |  | Y | Active | PC | PC | PC | 1 |  |  | NETWORK | RADIO PLANNING | NW = MW -- BRACKET | NEC | M Bracket 7,8 Ghz |  | 20 | 10 | 0 | [7 empty] | 0.004 | 6
CBG-019758-003 |  | Y | Active | PC | PC | PC | 1 |  |  | NETWORK | RADIO PLANNING | NW = MW -- BRACKET | NEC | M Bracket 11 Ghz |  | 20 | 10 | 0 | [7 empty] | 0.004 | 6
CBG-019758-004 |  | Y | Active | PC | PC | EA | 1 |  |  | NETWORK | RADIO PLANNING | NW = MW NEC -- BRACKET | NEC | NEC 13GHZ BRACKET |  | 40 | 21 | 3 | [7 empty] | 0.0168 | 6
CBG-019758-005 |  | Y | Active | PC | PC | EA | 1 |  |  | NETWORK | TRANSMISSION | NW = MW NEC -- BRACKET | NEC | 13/15 GHZ BRACKET |  | 40 | 21 | 30 | [7 empty] | 0.0168 | 6
CBG-019758-006 |  | Y | Active | PC | PC | EA | 1 |  |  | NETWORK | RADIO PLANNING | NW = MW NEC -- BRACKET | NEC | 18/23GHZ BRACKET |  | 40 | 20 | 3 | [7 empty] | 0.016 | 6
CBG-019758-007 |  | Y | Active | PC | PC | EA | 1 |  |  | NETWORK | RADIO PLANNING | NW = MW NEC -- BRACKET | NEC | 26GHZ BRACKET |  | 41 | 22 | 5 | [7 empty] | 0.01804 | 6
CBG-019758-008 |  | Y | Active | PC | PC | EA | 1 |  |  | NETWORK | RADIO PLANNING | NW = MW NEC -- BRACKET | NEC | 28/32/38 GHZ BRACKET |  | 40 | 21 | 210 | [7 empty] | 0.0168 | 6
CBG-019758-015 |  | Y | Active | PC | PC | EA | 1 |  |  | NETWORK | RADIO PLANNING | NW = RADIO -- ANT BRACKET | NEC | 13/15 GHZ BRACKET |  | 0 | 0 | 0 | [7 empty] | 0 | 0
CBG-019758-016 |  | Y | Active | PC | PC | EA | 1 |  |  | NETWORK | RADIO PLANNING | NW = MW NEC -- BRACKET | NEC | 18/23 GHZ BRACKET |  | 40 | 21 | 3 | [7 empty] | 0.0168 | 6
CBG-019758-018 |  | Y | Active | PC | PC | EA | 1 |  |  | NETWORK | RADIO PLANNING | NW = MW NEC -- BRACKET | NEC | 28/32/38 GHZ BRACKET |  | 32 | 15 | 3 | [7 empty] | 0.0096 | 6
CBG-019758-019 |  | Y | Active | PC | PC | PC | 1 |  |  | NETWORK | RADIO PLANNING | NW = MW NEC -- HYBRID | NEC | 32GHz Hybrid |  | 30 | 24 | 3 | [7 empty] | 0.0144 | 6
CBG-020276-002 |  | Y | Active | PC | PC | PC | 1 |  |  | NETWORK | RADIO PLANNING | NW = MW -- HYBRID | NEC | 7/8GHz HYBRID |  | 10 | 25 | 0 | [7 empty] | 0.005 | 6
CBG-020276-012 |  | Y | Active | PC | PC | EA | 1 |  |  | NETWORK | RADIO PLANNING | NW = MW -- HYBRID | NEC | Hybrid 11 Ghz |  | 10 | 25 | 0 | [7 empty] | 0.005 | 6
CBG-020276-017 |  | Y | Active | PC | PC | EA | 1 |  |  | NETWORK | RADIO PLANNING | NW = MW NEC -- HYBRID | NEC | 26GHZ HYBRID |  | 32 | 26 | 14 | [7 empty] | 0.01664 | 6
CBG-020276-018 |  | Y | Active | PC | PC | EA | 1 |  |  | NETWORK | RADIO PLANNING | NW = MW NEC -- HYBRID | HUAWEI | 28GHz HYBRID |  | 30 | 24 | 3 | [7 empty] | 0.0144 | 6
CBG-020276-019 |  | Y | Active | PC | PC | PC | 1 |  |  | NETWORK | RADIO PLANNING | NW = MW NEC -- HYBRID | NEC | 32GHz HYBRID |  | 30 | 28 | 14 | [7 empty] | 0.0168 | 6
CBG-020276-020 |  | Y | Active | PC | PC | EA | 1 |  |  | NETWORK | RADIO PLANNING | NW = MW NEC -- HYBRID | HUAWEI | 38GHz HYBRID |  | 30 | 24 | 3 | [7 empty] | 0.0144 | 6
CBG-109758-008 |  | Y | Active | PC | PC | PC | 1 |  |  | NETWORK | RADIO PLANNING | NW = MW NEC -- BRACKET | NEC | 28/32/38 GHZ BRACKET |  | 40 | 21 | 3 | [7 empty] | 0.0168 | 6
CC372A |  | Y | Active | PC | PC | EA | 1 |  |  | FACILITY | SALES FACILITY | FACILITY = FAX | XEROX | FAX MACHINE |  | 0 | 0 | 0 | [7 empty] | 0 | 0
CC477A |  | Y | Active | PC | PC | EA | 1 |  |  | IT | IT INFRASTRUCTURE | IT = PRINTER | HP | HP LASERJET M3035XS MULTIFUNCTION PRINTER (CC477A) |  | 46 | 52 | 46 | [7 empty] | 0.031893 | 9
CCP18-A |  | Y | Active | PC | PC | EA | 1 |  |  | NETWORK | TRANSMISSION | NW = TX -- CARD | NOKIA SIEMENS NETWORK | CARD |  | 32 | 26 | 2 | [7 empty] | 0.009984 | 10
CCP18-C |  | Y | Active | PC | PC | EA | 1 |  |  | NETWORK | TRANSMISSION | NW = TX -- CARD | NOKIA SIEMENS NETWORK | CARD |  | 30 | 32 | 3 | [7 empty] | 0.00384 | 30
cd_true_155_AH |  | Y | Active | PC | PC | EA | 1 |  |  | NETWORK | RADIO PLANNING | NW = RADIO -- BATTERY | UNKNOWN | cd-true 155 AH Battery |  | 0 | 0 | 0 | [7 empty] | 0 | 0
CDSP-C |  | Y | Active | PC | PC | EA | 1 |  |  | NETWORK | TRANSMISSION | NW = TX -- CARD | NOKIA SIEMENS NETWORK | CARD |  | 31 | 30 | 3 | [7 empty] | 0.00558 | 20
CDSP-D |  | Y | Active | PC | PC | EA | 1 |  |  | NETWORK | TRANSMISSION | NW = TX -- CARD | NOKIA SIEMENS NETWORK | CARD |  | 36 | 36 | 5 | [7 empty] | 0.0015552 | 100
CDU-01-GPC |  | Y | Active | PC | PC | PC | 1 |  |  | FACILITY | SALES FACILITY | FACILITY = | UNKNOWN | WAVE TEC |  | 0 | 0 | 0 | [7 empty] | 0 | 0
CE459A |  | Y | Active | PC | PC | EA | 1 |  |  | IT | IT INFRASTRUCTURE | IT = PRINTER | HP | HP LASERJET P2055DN (CE459A) |  | 26 | 36 | 35 | [7 empty] | 0.00351 | 32
CELLMAX-D -CPUSE |  | Y | Active | PC | PC | EA | 1 |  |  | NETWORK | RADIO PLANNING | NW = IBS -- ANTENNA | ANDREW | INDOOR OMNI ANTENNA |  | 19 | 10 | 10 | [7 empty] | 0.00228 | 10
CELLMAX-O -CPUSE |  | Y | Active | PC | PC | EA | 1 |  |  | NETWORK | RADIO PLANNING | NW = IBS -- ANTENNA | ANDREW | INDOOR DIRECTION ANTENNA |  | 48 | 40 | 20 | [7 empty] | 0.02304 | 10
CF1032.006 |  | Y | Active | PC | PC | EA | 1 |  |  | NETWORK | RADIO PLANNING | NW = RADIO -- FAN | ELTEK | FAN CABINET |  | 82 | 78 | 206 | [7 empty] | 0.76752 | 1
CF1032.008 |  | Y | Active | PC | PC | EA | 1 |  |  | NETWORK | RADIO PLANNING | NW = RADIO -- CABINET | UNKNOWN | CABINET |  | 82 | 78 | 206 | [7 empty] | 0.76752 | 1
CF1042.010 |  | Y | Active | PC | PC | EA | 1 |  |  | NETWORK | RADIO PLANNING | NW = EM -- RECTIFIER CABINET | ELTEK | IF Cable |  | 60 | 60 | 200 | [7 empty] | 0.432 | 1
CF116A |  | Y | Active | PC | PC | EA | 1 |  |  | IT | IT INFRASTRUCTURE | IT = PRINTER | HP | HP LASERJET ENTERPRISE 500 MFP M525DN |  | 54 | 52 | 52 | [7 empty] | 0.08424 | 4
CF117A |  | Y | Active | PC | PC | EA | 1 |  |  | IT | IT INFRASTRUCTURE | IT = PRINTER | HP | HP LASERJET 500 MFP M525F |  | 55 | 52 | 55 | [7 empty] | 0.0858 | 4
CF286A |  | Y | Active | PC | PC | EA | 1 |  |  | IT | IT INFRASTRUCTURE | IT = PRINTER | HP | LASERJET PRO 400 MFP M425DN |  | 45 | 28 | 45 | [7 empty] | 0.0378 | 4
CF485A |  | Y | Active | PC | PC | EA | 1 |  |  | IT | IT INFRASTRUCTURE | IT = PRINTER | HP | HP LJ 200 MFP M225 |  | 34 | 42 | 26 | [7 empty] | 0.008568 | 20
chairs_01_TFS |  | Y | Active | PC | PC | EA | 1 |  |  | FACILITY | SALES FACILITY | FACILITY = CHAIR | UNKNOWN | CHAIRS |  | 0 | 0 | 0 | [7 empty] | 0 | 0
Chairs_VIP_TFS |  | Y | Active | PC | PC | EA | 1 |  |  | FACILITY | SALES FACILITY | FACILITY = CHAIR | UNKNOWN | CHAIRS VIP |  | 0 | 0 | 0 | [7 empty] | 0 | 0
CHCHAIR |  | Y | Active | PC | PC | PC | 1 |  |  | FACILITY | SALES FACILITY | FACILITY = CHAIR | UNKNOWN | WHITE CHAIRS |  | 0 | 0 | 0 | [7 empty] | 0 | 0
CISCO 7609 |  | Y | Active | PC | PC | EA | 1 |  |  | NETWORK | TRANSMISSION | NW = TX -- IP - ROUTER | CISCO | ROUTER |  | 51 | 94 | 45 | [7 empty] | 0.57528 | 1
CISCO CRS-1 |  | Y | Active | PC | PC | EA | 1 |  |  | NETWORK | TRANSMISSION | NW = TX -- IP - ROUTER | CISCO | ROUTER |  | 90 | 100 | 50 | [7 empty] | 1.08 | 1
CISCO CRS-1. |  | Y | Active | PC | PC | PC | 1 |  |  | NETWORK | CORE | NW = CORE -- ROUTER | CISCO | ROUTER |  | 0 | 0 | 0 | [7 empty] | 0 | 0
CISCO ME 3400 |  | Y | Active | PC | PC | PC | 1 |  |  | NETWORK | IBS | NW = IBS -- IP - SWITCH | CISCO | CISCO ME 3400-24TS-D SWITCH |  | 0 | 0 | 0 | [7 empty] | 0 | 0
CISCO MWR 2941 |  | Y | Active | PC | PC | PC | 1 |  |  | NETWORK | IBS | NW = IBS -- IP - ROUTER | CISCO | CISCO MWR 2941-DC MOBILE WIRELESS ROUTER |  | 0 | 0 | 0 | [7 empty] | 0 | 0
Cisco_1800 |  | Y | Active | PC | PC | EA | 1 |  |  | Facility | TECH FACILITIES OPS | IT = SWITCH | CISCO | Cisco Switch 1800 |  | 0 | 0 | 0 | [7 empty] | 0 | 0
Cisco_2811 |  | Y | Active | PC | PC | EA | 1 |  |  | Facility | TECH FACILITIES OPS | IT = SWITCH | CISCO | Cisco Switch 2811 |  | 0 | 0 | 0 | [7 empty] | 0 | 0
Cisco_2960_Series |  | Y | Active | PC | PC | EA | 1 |  |  | Facility | TECH FACILITIES OPS | NW = RADIO -- SWITCH | CISCO | Cisco Catalyst 2960 Series |  | 0 | 0 | 0 | [7 empty] | 0 | 0
Cisco_3800 |  | Y | Active | PC | PC | EA | 1 |  |  | Facility | TECH FACILITIES OPS | IT = SWITCH | CISCO | Cisco Switch 3800 |  | 0 | 0 | 0 | [7 empty] | 0 | 0
CISCO_3925_CHASSISV |  | Y | Active | PC | PC | EA | 1 |  |  | Facility | SALES FACILITY | IT = ROUTER | CISCO | CISCO 3900 Series |  | 0 | 0 | 0 | [7 empty] | 0 | 0
CISCO_3925_CHASSISV0 |  | Y | Active | PC | PC | EA | 1 |  |  | Facility | SALES FACILITY | IT = ROUTER | CISCO | CISCO 2900 |  | 0 | 0 | 0 | [7 empty] | 0 | 0
Cisco_7600_Series |  | Y | Active | PC | PC | EA | 1 |  |  | Facility | TECH FACILITIES OPS | IT = ROUTER | CISCO | CISCO SYSTEM-1NL 7600 |  | 0 | 0 | 0 | [7 empty] | 0 | 0
Cisco_7609_S |  | Y | Active | PC | PC | EA | 1 |  |  | Facility | TECH FACILITIES OPS | IT = ROUTER | CISCO | CISCO 7609 |  | 0 | 0 | 0 | [7 empty] | 0 | 0
Cisco_Switch |  | Y | Active | PC | PC | EA | 1 |  |  | NETWORK | RADIO PLANING | NW = RADIO -- SWITCH | CISCO | Cisco Switch |  | 0 | 0 | 0.009 | [7 empty] | 0 | 0
CISCO1841 |  | Y | Active | PC | PC | EA | 1 |  |  | NETWORK | RADIO PLANNING | NW = RADIO -- SWITCH | CISCO | CISCO SWITCH |  | 35 | 27 | 5 | [7 empty] | 0.00567 | 20
CISCO2911_K9_V07 |  | Y | Active | PC | PC | EA | 1 |  |  | Facility | SALES FACILITY | IT = ROUTER | CISCO | CISCO 2900 series |  | 0 | 0 | 0 | [7 empty] | 0 | 0
CISCO2921_K9_V08 |  | Y | Active | PC | PC | EA | 1 |  |  | Facility | SALES FACILITY | IT = ROUTER | CISCO | CISCO IPCC |  | 0 | 0 | 0 | [7 empty] | 0 | 0
CISCO3562 |  | Y | Active | PC | PC | PC | 1 |  |  | NETWORK | IBS | NW = IBS -- IP - SWITCH | CISCO | CISCO SWITCH |  | 0 | 0 | 0 | [7 empty] | 0 | 0
CISCO-M3400 |  | Y | Active | PC | PC | PC | 1 |  |  | NETWORK | IBS | NW = IBS -- IP - SWITCH | CISCO | CISCO ME 3400 SERIES ETHERNET ACCESS SWITCHES |  | 0 | 0 | 0 | [7 empty] | 0 | 0
CL-46CMH10 |  | Y | Active | PC | PC | EA | 1 |  |  | FACILITY | SALES FACILITY | FACILITY = LCD | CIMADIGITEC CO | LCD MONITOR |  | 0 | 0 | 0 | [7 empty] | 0 | 0
CL-46CMH20 |  | Y | Active | PC | PC | EA | 1 |  |  | FACILITY | SALES FACILITY | FACILITY = LCD | CIMADIGITEC CO | MULTI LCD MONITOR |  | 0 | 0 | 0 | [7 empty] | 0 | 0
CLADING |  | Y | Active | PC | PC | EA | 1 |  |  | FACILITY | SALES FACILITY | FACILITY = DECORATION | UNKNOWN | CLADING_Decoration |  | 0 | 0 | 0 | [7 empty] | 0 | 0
CLIENTPRO 434 |  | Y | Active | PC | PC | EA | 1 |  |  | FACILITY | SALES FACILITY | FACILITY = | UNKNOWN | MPC |  | 0 | 0 | 0 | [7 empty] | 0 | 0
CM 604 |  | Y | Active | PC | PC | PC | 1 |  |  | IT | IT INFRASTRUCTURE | IT = PRINTER | HP | HP COLOR LASERJET 6040 CM |  | 0 | 0 | 0 | [7 empty] | 0 | 0
CMAX-DM60-CPUSEi |  | Y | Active | PC | PC | EA | 1 |  |  | NETWORK | RADIO PLANNING | NW = RADIO -- ANTENNA | COMMSCOPE | MIMO Antenna-698– 960 MHz and 1710–2700 MHz 60° 8.0 dBi |  | 27 | 27 | 40 | [7 empty] | 0.01458 | 6
CMMJDOOARA |  | Y | Active | PC | PC | EA | 1 |  |  | Facility | SALES FACILITY | IT = ROUTER | CISCO | CISCO 2900 series |  | 0 | 0 | 0 | [7 empty] | 0 | 0
CMU_CARD_DUMMY |  | Y | Active | PC | PC | EA | 1 |  |  | Facility | SALES FACILITY | FACILITY = IT -- CARD | SUN microsystems | CMU CARD DUMMY |  | 0 | 0 | 0 | [7 empty] | 0 | 0
CN461A |  | Y | Active | PC | PC | EA | 1 |  |  | IT | IT INFRASTRUCTURE | IT = PRINTER | HP | OFFICE JET PRO X476W MFP |  | 51 | 35 | 51 | [7 empty] | 0.05355 | 4
Coffee_machine_TFS |  | Y | Active | PC | PC | EA | 1 |  |  | FACILITY | SALES FACILITY | FACILITY = KITCHEN | UNKNOWN | Coffee machine |  | 0 | 0 | 0 | [7 empty] | 0 | 0
Conference_R_table |  | Y | Active | PC | PC | EA | 1 |  |  | FACILITY | SALES FACILITY | FACILITY = TABLE | UNKNOWN | Conference Semi- Round Table |  | 0 | 0 | 2.87 | [7 empty] | 0 | 0
Conference_Round_ T |  | Y | Active | PC | PC | PC | 1 |  |  | FACILITY | SALES FACILITY | FACILITY = TABLE | UNKNOWN | Conference Semi- Round Table |  | 0 | 0 | 2.87 | [7 empty] | 0 | 0
CONNECTOR IF |  | Y | Active | PC | PC | EA | 1 |  |  | NETWORK | RADIO PLANNING | NW = RADIO -- ACCESSORY | UNKNOWN | CONNECTOR IF |  | 0 | 0 | 0 | [7 empty] | 0 | 0
COS 0097 |  | Y | Active | PC | PC | EA | 1 |  |  | FACILITY | SALES FACILITY | FACILITY = TABLE | UNKNOWN | COS 0097 |  | 0 | 0 | 0 | [7 empty] | 0 | 6
COS_00001 |  | Y | Active | PC | PC | PC | 1 |  |  | FACILITY | SALES FACILITY | FACILITY = RACK | UNKNOWN | 42 U DATA RACK |  | 0 | 0 | 0 | [7 empty] | 0 | 0
COS_00002 |  | Y | Active | PC | PLT | PC-18 | 1 |  |  | FACILITY | SALES FACILITY | FACILITY = MARBLE TILES | UNKNOWN | 60*60*35 MARBLE TILES NEW |  | 0 | 0 | 0 | [7 empty] | 0 | 0
COS_00003 |  | Y | Active | PC | PLT | PC-18 | 1 |  |  | FACILITY | SALES FACILITY | FACILITY = MARBLE TILES | UNKNOWN | 60*60*35 MARBLE TILES USED |  | 60 | 60 | 35 | [7 empty] | 0.012 | 36
COS_00004 |  | Y | Active | PC | PLT | PC-18 | 1 |  |  | FACILITY | SALES FACILITY | FACILITY = MARBLE TILES | UNKNOWN | 60*80*35 MARBLE TILES NEW |  | 60 | 80 | 35 | [7 empty] | 0.016 | 36
COS_00005 |  | Y | Active | PC | PC | PC | 1 |  |  | FACILITY | SALES FACILITY | FACILITY = TILES | UNKNOWN | DAMAGE TILES |  | 0 | 0 | 0 | [7 empty] | 0 | 0
COS_00006 |  | Y | Active | PC | PLT | PC-18 | 1 |  |  | FACILITY | SALES FACILITY | FACILITY = MARBLE TILES | UNKNOWN | 60*80*35 MARBLE TILES USED |  | 60 | 80 | 35 | [7 empty] | 0.016 | 36
COS_00007 |  | Y | Active | PC | PC | EA | 1 |  |  | FACILITY | SALES FACILITY | FACILITY = STRINGERS | UNKNOWN | STRINGERS ( 600*600) |  | 130 | 125 | 70 | [7 empty] | 1.95 | 1
COS_00007 104*60 |  | Y | Active | CABLE | PC | PC | 1 |  |  | FACILITY | SALES FACILITY | FACILITY = STRINGERS | UNKNOWN | STRINGERS (104*60*100) |  | 104 | 60 | 100 | [7 empty] | 0.7488 | 1
COS_00007 125*136 |  | Y | Active | CABLE | PC | PC | 1 |  |  | FACILITY | SALES FACILITY | FACILITY = STRINGERS | UNKNOWN | STRINGERS (125*136*90) |  | 125 | 136 | 90 | [7 empty] | 0.51 | 4
COS_00007 41*67 |  | Y | Active | CABLE | PC | PC | 1 |  |  | FACILITY | SALES FACILITY | FACILITY = STRINGERS | UNKNOWN | STRINGERS (41*67*65) |  | 41 | 67 | 65 | [7 empty] | 0.32964 | 1
COS_00007 55*100 |  | Y | Active | CABLE | PC | PC | 1 |  |  | FACILITY | SALES FACILITY | FACILITY = STRINGERS | UNKNOWN | STRINGERS (55*100*90) |  | 55 | 100 | 90 | [7 empty] | 0.66 | 1
COS_00007 58*120 |  | Y | Active | CABLE | PC | PC | 1 |  |  | FACILITY | SALES FACILITY | FACILITY = STRINGERS | UNKNOWN | STRINGERS (58*120*64) |  | 58 | 120 | 64 | [7 empty] | 0.8352 | 1
COS_00007 59*97 |  | Y | Active | CABLE | PC | PC | 1 |  |  | FACILITY | SALES FACILITY | FACILITY = STRINGERS | UNKNOWN | STRINGERS (59*97*70) |  | 59 | 97 | 70 | [7 empty] | 0.68676 | 1
COS_00007 60*64 |  | Y | Active | CABLE | PC | PC | 1 |  |  | FACILITY | SALES FACILITY | FACILITY = STRINGERS | UNKNOWN | STRINGERS (60*64*93) |  | 60 | 64 | 93 | [7 empty] | 0.4608 | 1
COS_00007 64*100 |  | Y | Active | CABLE | PC | PC | 1 |  |  | FACILITY | SALES FACILITY | FACILITY = STRINGERS | UNKNOWN | STRINGERS (64*100*116) |  | 64 | 100 | 116 | [7 empty] | 0.768 | 1
COS_00007 64*86 |  | Y | Active | BOX | BOX | PC | 1 |  |  | FACILITY | SALES FACILITY | FACILITY = STRINGERS | UNKNOWN | STRINGERS (64*86*64) |  | 64 | 86 | 64 | [7 empty] | 0.060044 | 11
COS_00007 64*89 |  | Y | Active | CABLE | PC | PC | 1 |  |  | FACILITY | SALES FACILITY | FACILITY = STRINGERS | UNKNOWN | STRINGERS (64*89*64) |  | 64 | 89 | 64 | [7 empty] | 0.68352 | 1
COS_00007 71*100 |  | Y | Active | CABLE | PC | PC | 1 |  |  | FACILITY | SALES FACILITY | FACILITY = STRINGERS | UNKNOWN | STRINGERS (71*100*58) |  | 71 | 100 | 58 | [7 empty] | 0.852 | 1
COS_00007 73*100 |  | Y | Active | CABLE | PC | PC | 1 |  |  | FACILITY | SALES FACILITY | FACILITY = STRINGERS | UNKNOWN | STRINGERS (73*100*58) |  | 73 | 100 | 58 | [7 empty] | 0.876 | 1
COS_00007 74*102 |  | Y | Active | CABLE | PC | PC | 1 |  |  | FACILITY | SALES FACILITY | FACILITY = STRINGERS | UNKNOWN | STRINGERS (74*102*50) |  | 74 | 102 | 50 | [7 empty] | 0.90576 | 1
COS_00007 74*122 |  | Y | Active | CABLE | PC | PC | 1 |  |  | FACILITY | SALES FACILITY | FACILITY = STRINGERS | UNKNOWN | STRINGERS (74*122*72) |  | 74 | 122 | 72 | [7 empty] | 1.0834 | 1
COS_00007 98*215 |  | Y | Active | CABLE | PC | PC | 1 |  |  | FACILITY | SALES FACILITY | FACILITY = STRINGERS | UNKNOWN | STRINGERS (98*215*40) |  | 98 | 215 | 40 | [7 empty] | 2.5284 | 1
COS_00008 |  | Y | Active | PC | PC | EA | 1 |  |  | FACILITY | SALES FACILITY | FACILITY = STRINGERS | UNKNOWN | STRINGERS (600*800) |  | 75 | 100 | 127 | [7 empty] | 0.9 | 1
COS_00008 75*102 |  | Y | Active | CABLE | PC | PC | 1 |  |  | FACILITY | SALES FACILITY | FACILITY = STRINGERS | UNKNOWN | STRINGERS (75*102*98) |  | 75 | 102 | 98 | [7 empty] | 0.918 | 1
COS_00008 76*98 |  | Y | Active | CABLE | PC | PC | 1 |  |  | FACILITY | SALES FACILITY | FACILITY = STRINGERS | UNKNOWN | STRINGERS (76*98*60) |  | 76 | 98 | 60 | [7 empty] | 0.89376 | 1
COS_00008 80*113 |  | Y | Active | CABLE | PC | PC | 1 |  |  | FACILITY | SALES FACILITY | FACILITY = STRINGERS | UNKNOWN | STRINGERS (80*113*90) |  | 80 | 113 | 90 | [7 empty] | 1.0848 | 1
COS_00009 |  | Y | Active | PC | PC | EA | 1 |  |  | FACILITY | SALES FACILITY | FACILITY = MARBLE STAND | UNKNOWN | STEEL STANDS FOR MARBLE |  | 122 | 66 | 107 | [7 empty] | 0.96624 | 1
COS_00009 100*125 |  | Y | Active | BOX | BOX | PC | 1 |  |  | FACILITY | SALES FACILITY | FACILITY = MARBLE STAND | UNKNOWN | STEEL STANDS FOR MARBLE (100*125*45) |  | 100 | 125 | 45 | [7 empty] | 0.13636 | 11
COS_00009 24*39 |  | Y | Active | BOX | BOX | PC | 1 |  |  | FACILITY | SALES FACILITY | FACILITY = MARBLE STAND | UNKNOWN | STEEL STANDS FOR MARBLE (24*39*23) |  | 24 | 39 | 23 | [7 empty] | 0.010211 | 11
COS_00009 34*50 |  | Y | Active | BOX | BOX | PC | 1 |  |  | FACILITY | SALES FACILITY | FACILITY = MARBLE STAND | UNKNOWN | STEEL STANDS FOR MARBLE (34*50*22) |  | 34 | 50 | 22 | [7 empty] | 0.018545 | 11
COS_00009 35*50 |  | Y | Active | BOX | BOX | PC | 1 |  |  | FACILITY | SALES FACILITY | FACILITY = MARBLE STAND | UNKNOWN | STEEL STANDS FOR MARBLE (35*50*22) |  | 35 | 50 | 22 | [7 empty] | 0.019091 | 11
COS_00009 38*36 |  | Y | Active | BOX | BOX | PC | 1 |  |  | FACILITY | SALES FACILITY | FACILITY = MARBLE STAND | UNKNOWN | STEEL STANDS FOR MARBLE (38*36*17) |  | 38 | 36 | 17 | [7 empty] | 0.014924 | 11
COS_00009 38*50 |  | Y | Active | BOX | BOX | PC | 1 |  |  | FACILITY | SALES FACILITY | FACILITY = MARBLE STAND | UNKNOWN | STEEL STANDS FOR MARBLE (38*50*32) |  | 38 | 50 | 32 | [7 empty] | 0.020727 | 11
COS_00009 64*93 |  | Y | Active | BOX | BOX | PC | 1 |  |  | FACILITY | SALES FACILITY | FACILITY = MARBLE STAND | UNKNOWN | STEEL STANDS FOR MARBLE (64*93*33) |  | 64 | 93 | 33 | [7 empty] | 0.064931 | 11
COS_00009 70*100 |  | Y | Active | BOX | BOX | PC | 1 |  |  | FACILITY | SALES FACILITY | FACILITY = MARBLE STAND | UNKNOWN | STEEL STANDS FOR MARBLE (70*100*95) |  | 70 | 100 | 95 | [7 empty] | 0.076364 | 11
COS_00009 70*53 |  | Y | Active | BOX | BOX | PC | 1 |  |  | FACILITY | SALES FACILITY | FACILITY = MARBLE STAND | UNKNOWN | STEEL STANDS FOR MARBLE (70*53*70) |  | 70 | 53 | 70 | [7 empty] | 0.040473 | 11
COS_00009 70*62 |  | Y | Active | BOX | BOX | PC | 1 |  |  | FACILITY | SALES FACILITY | FACILITY = MARBLE STAND | UNKNOWN | STEEL STANDS FOR MARBLE (70*62*80) |  | 70 | 62 | 80 | [7 empty] | 0.03255 | 16
COS_00009 75*95 |  | Y | Active | BOX | BOX | PC | 1 |  |  | FACILITY | SALES FACILITY | FACILITY = MARBLE STAND | UNKNOWN | STEEL STANDS FOR MARBLE (75*95*75) |  | 75 | 95 | 75 | [7 empty] | 0.077727 | 11
COS_00009 78*72 |  | Y | Active | BOX | BOX | PC | 1 |  |  | FACILITY | SALES FACILITY | FACILITY = MARBLE STAND | UNKNOWN | STEEL STANDS FOR MARBLE (78*72*110) |  | 78 | 72 | 110 | [7 empty] | 0.061265 | 11
COS_00010 |  | Y | Active | PC | PC | EA | 1 |  |  | FACILITY | SALES FACILITY | FACILITY = MARBLE MACHINE | UNKNOWN | MARBLE CUTTING MACHINE |  | 82 | 110 | 62 | [7 empty] | 1.0824 | 1
COS_00011 |  | Y | Active | PC | PC | EA | 1 |  |  | FACILITY | SALES FACILITY | FACILITY = EM -- HVAC | UNKNOWN | DIFFUSER HVAC RETURN AIR |  | 0 | 0 | 0 | [7 empty] | 0 | 0
COS_00012 |  | Y | Active | PC | PC | EA | 1 |  |  | FACILITY | SALES FACILITY | FACILITY = ACCESSORY | UNKNOWN | FLEXIBLE DUCT |  | 0 | 0 | 0 | [7 empty] | 0 | 0
COS_00013 |  | Y | Active | PC | PC | PC | 1 |  |  | FACILITY | SALES FACILITY | FACILITY = SKIRTING | UNKNOWN | SKIRTING |  | 0 | 0 | 0 | [7 empty] | 0 | 0
COS_00014 |  | Y | Active | PC | PC | EA | 1 |  |  | FACILITY | SALES FACILITY | FACILITY = POWER SUPPLY | UNKNOWN | SUPPLY DIFFUSER |  | 0 | 0 | 0 | [7 empty] | 0 | 0
COS_00015 |  | Y | Active | PC | PC | EA | 1 |  |  | FACILITY | SALES FACILITY | FACILITY = GLASS | UNKNOWN | GLASS DOOR AND WALL ACCESSORIES |  | 0 | 0 | 0 | [7 empty] | 0 | 0
COS_00016 |  | Y | Active | PC | PC | EA | 1 |  |  | FACILITY | SALES FACILITY | FACILITY = SPARES TRIANGLE | UNKNOWN | Triangle Spare parts (Old) |  | 80 | 120 | 62 | [7 empty] | 0.01152 | 100
COS_00016_1 |  | Y | Active | CABLE | PC | PC | 1 |  |  | FACILITY | SALES FACILITY | FACILITY = SPARES TRIANGLE | UNKNOWN | Triangle Spare parts (Old) (77*120*50) |  | 77 | 120 | 50 | [7 empty] | 0.011088 | 100
COS_00016_2 |  | Y | Active | CABLE | PC | PC | 1 |  |  | FACILITY | SALES FACILITY | FACILITY = SPARES TRIANGLE | UNKNOWN | Triangle Spare parts (Old) (83*118*46) |  | 83 | 118 | 46 | [7 empty] | 0.011753 | 100
COS_00016_3 |  | Y | Active | CABLE | PC | PC | 1 |  |  | FACILITY | SALES FACILITY | FACILITY = SPARES TRIANGLE | UNKNOWN | Triangle Spare parts (Old) (100*80*133) |  | 100 | 80 | 133 | [7 empty] | 0.0096 | 100
COS_00017 |  | Y | Active | PC | PC | EA | 1 |  |  | FACILITY | SALES FACILITY | FACILITY = DRAWER | UNKNOWN | Steal Gray Drawer (Old) |  | 61 | 59 | 38 | [7 empty] | 0.043188 | 10
COS_00017_1 |  | Y | Active | PC | PC | PC | 1 |  |  | FACILITY | SALES FACILITY | FACILITY = DRAWER |  | Steal Bluish Gray Drawer (Old) |  | 60 | 38 | 59 | [7 empty] | 0.0228 | 12
COS_00017_2 |  | Y | Active | PC | PC | EA | 1 |  |  | FACILITY | SALES FACILITY | FACILITY = DRAWER |  | Steal Dark Gray Drawer (Old) |  | 60 | 38 | 59 | [7 empty] | 0.0228 | 12
COS_00017_3 |  | Y | Active | PC | PC | EA | 1 |  |  | FACILITY | SALES FACILITY | FACILITY = DRAWER |  | Steal Black Drawer (Old) |  | 60 | 38 | 59 | [7 empty] | 0.0228 | 12
COS_00017_4 |  | Y | Active | PC | PC | EA | 1 |  |  | FACILITY | SALES FACILITY | FACILITY = DRAWER |  | Steal off white Drawer (Old) |  | 60 | 38 | 59 | [7 empty] | 0.0228 | 12
COS_00017_5 |  | Y | Active | PC | PC | PC | 1 |  |  | FACILITY | SALES FACILITY | FACILITY = DRAWER |  | Steal off white Drawer (Old) (50CM*39CM*62CM) |  | 50 | 39 | 62 | [7 empty] | 0.0195 | 12
COS_00018 |  | Y | Active | PC | PC | EA | 1 |  |  | FACILITY | SALES FACILITY | FACILITY = CABINET | UNKNOWN | LOCKER CABINET GRAY COLOR (90CMX180CMX45CM) |  | 0 | 0 | 0 | [7 empty] | 0 | 0
COS_00019 |  | Y | Active | PC | PC | EA | 1 |  |  | FACILITY | SALES FACILITY | FACILITY = CABINET | UNKNOWN | LOCKER CABINET BLACK COLOR (35CMX100CMX20CM) |  | 0 | 0 | 0 | [7 empty] | 0 | 0
COS_00020 |  | Y | Active | PC | PC | EA | 1 |  |  | FACILITY | SALES FACILITY | FACILITY = CABINET | UNKNOWN | LOCKER CABINET BLACK COLOR (35CMX100CMX20CM) |  | 0 | 0 | 0 | [7 empty] | 0 | 0
COS_00021 |  | Y | Active | PC | PC | EA | 1 |  |  | FACILITY | SALES FACILITY | FACILITY = DRAWER | UNKNOWN | DRAWER BLACK COLOR |  | 0 | 0 | 0 | [7 empty] | 0 | 0
COS_00022 |  | Y | Active | PC | PC | EA | 1 |  |  | FACILITY | SALES FACILITY | FACILITY = DRAWER | UNKNOWN | WOODEN LOCKER DRAWER |  | 0 | 0 | 0 | [7 empty] | 0 | 0
COS_00023 |  | Y | Active | PC | PC | EA | 1 |  |  | FACILITY | SALES FACILITY | FACILITY = TABLE | UNKNOWN | OFFICE DRAWER TABLE |  | 0 | 0 | 0 | [7 empty] | 0 | 0
COS_00024 |  | Y | Active | PC | PC | EA | 1 |  |  | FACILITY | SALES FACILITY | FACILITY = TABLE | UNKNOWN | SQUARE TABLE W/ STAND(100CMX100CM) |  | 0 | 0 | 0 | [7 empty] | 0 | 0
COS_00025 |  | Y | Active | PC | PC | EA | 1 |  |  | FACILITY | SALES FACILITY | FACILITY = TABLE | UNKNOWN | White Round Table With Stand For 4-6 Person |  | 75 | 100 | 100 | [7 empty] | 0.45 | 2
COS_00025_1 |  | Y | Active | PC | PC | EA | 1 |  |  | FACILITY | SALES FACILITY | FACILITY = TABLE | UNKNOWN | Half-Moon table large 1.68M |  | 166 | 79 | 3 | [7 empty] | 0.39342 | 4
COS_00025_2 |  | Y | Active | PC | PC | EA | 1 |  |  | FACILITY | SALES FACILITY | FACILITY = TABLE | UNKNOWN | Half-Moon table small 1.40M |  | 140 | 70 | 3 | [7 empty] | 0.294 | 4
COS_00025_3 |  | Y | Active | PC | PC | PC | 1 |  |  | FACILITY | SALES FACILITY | FACILITY = TABLE |  | Camel Round table NHQ Ground floor (NHQ) |  | 141 | 141 | 5 | [7 empty] | 1.1929 | 2
COS_00025_4 |  | Y | Active | PC | PC | EA | 1 |  |  | FACILITY | SALES FACILITY | FACILITY = TABLE | UNKNOWN | ROUND TABLE |  | 0 | 0 | 0 | [7 empty] | 0 | 0
COS_00026 |  | Y | Active | PC | PC | EA | 1 |  |  | FACILITY | SALES FACILITY | FACILITY = TABLE | UNKNOWN | ROUND TABLE WITHOUT STAND |  | 0 | 0 | 0 | [7 empty] | 0 | 0
COS_00027 |  | Y | Active | PC | PC | EA | 1 |  |  | FACILITY | SALES FACILITY | FACILITY = CHAIR | UNKNOWN | OFFICE CHAIRS BLACK COLOR |  | 0 | 0 | 0 | [7 empty] | 0 | 0
COS_00028 |  | Y | Active | PC | PC | PC | 1 |  |  | FACILITY | SALES FACILITY | FACILITY = CHAIR | UNKNOWN | NEW CHAIR GREEN COLOR |  | 0 | 0 | 0 | [7 empty] | 0 | 0
COS_00029 |  | Y | Active | PC | PC | EA | 1 |  |  | FACILITY | SALES FACILITY | FACILITY = TABLE | UNKNOWN | TRIANGLE PLAT FORM TABLE(DASH BOARD ONLY) |  | 160 | 70 | 4 | [7 empty] | 0.1344 | 10
COS_00030 |  | Y | Active | PC | PC | EA | 1 |  |  | FACILITY | SALES FACILITY | FACILITY = WORKSTATION | UNKNOWN | WORKSTATION BOARD WHITE COLOR(160CMX66CM) |  | 60 | 60 | 3 | [7 empty] | 0.0216 | 20
COS_00030_1 |  | Y | Active | PC | PC | PC | 1 |  |  | FACILITY | SALES FACILITY | FACILITY = WORKSTATION |  | WORKSTATION BOARD WHITE COLOR(140CMX60CM*4) |  | 140 | 60 | 4 | [7 empty] | 0.084 | 12
COS_00031 |  | Y | Active | PC | PC | EA | 1 |  |  | FACILITY | SALES FACILITY | FACILITY = WORKSTATION | UNKNOWN | WORKSTATION BOARD WHITE COLOR(80CMX100CM) |  | 0 | 0 | 0 | [7 empty] | 0 | 0
COS_00032 |  | Y | Active | PC | PC | EA | 1 |  |  | FACILITY | SALES FACILITY | FACILITY = DESK | UNKNOWN | Manager Desk (Old) |  | 190 | 80 | 3 | [7 empty] | 0.304 | 6
COS_00033 |  | Y | Active | PC | PC | EA | 1 |  |  | FACILITY | SALES FACILITY | FACILITY = WORKSTATION | UNKNOWN | WORKSTATION CORNER FLAT BOARD |  | 100 | 101 | 3 | [7 empty] | 0.0808 | 15
COS_00034 |  | Y | Active | PC | PC | EA | 1 |  |  | FACILITY | SALES FACILITY | FACILITY = WORKSTATION | UNKNOWN | WORKSTATION BOARD(60CMX60CM) |  | 60 | 60 | 3 | [7 empty] | 0.0432 | 10
COS_00035 |  | Y | Active | PC | PC | EA | 1 |  |  | FACILITY | SALES FACILITY | FACILITY = WORKSTATION | UNKNOWN | WORKSTATION BOARD(80CMX60CM) |  | 123 | 130 | 36 | [7 empty] | 0.019188 | 100
COS_00036 |  | Y | Active | PC | PC | EA | 1 |  |  | FACILITY | SALES FACILITY | FACILITY = WORKSTATION | UNKNOWN | WORKSTATION BOARD(180CMX60CM) |  | 0 | 0 | 0 | [7 empty] | 0 | 0
COS_00037 |  | Y | Active | PC | PC | EA | 1 |  |  | FACILITY | SALES FACILITY | FACILITY = TABLE | UNKNOWN | TABLE SET FOR COMPUTER |  | 0 | 0 | 0 | [7 empty] | 0 | 0
COS_00038 |  | Y | Active | PC | PC | EA | 1 |  |  | FACILITY | SALES FACILITY | FACILITY = TABLE | UNKNOWN | DESK TOP COMPUTER TABLE(60CMX130CM) |  | 0 | 0 | 0 | [7 empty] | 0 | 0
COS_00039 |  | Y | Active | PC | PC | EA | 1 |  |  | FACILITY | SALES FACILITY | FACILITY = WORKSTATION | UNKNOWN | WORKSTATION SIDE BOARD BROWN COLOR |  | 0 | 0 | 0 | [7 empty] | 0 | 0
COS_00040 |  | Y | Active | PC | PC | EA | 1 |  |  | FACILITY | SALES FACILITY | FACILITY = WORKSTATION | UNKNOWN | WORKSTATION SIDE BOARD VIOLET COLOR |  | 100 | 120 | 46 | [7 empty] | 0.0144 | 100
COS_00041 |  | Y | Active | PC | PC | PC | 1 |  |  | FACILITY | SALES FACILITY | FACILITY = | UNKNOWN | METAL SIDE COVER |  | 0 | 0 | 0 | [7 empty] | 0 | 0
COS_00042 |  | Y | Active | PC | PC | EA | 1 |  |  | FACILITY | SALES FACILITY | FACILITY = TABLE | UNKNOWN | LONG TABLE(MEETING ROOM) |  | 0 | 0 | 0 | [7 empty] | 0 | 0
COS_00043 |  | Y | Active | PC | PC | EA | 1 |  |  | FACILITY | SALES FACILITY | FACILITY = TABLE | UNKNOWN | GAME TABLE(SOCCER GAME TABLE) |  | 0 | 0 | 0 | [7 empty] | 0 | 0
COS_00044 |  | Y | Active | PC | PC | EA | 1 |  |  | FACILITY | SALES FACILITY | FACILITY = TABLE | UNKNOWN | HAND BALL GAME TABLE |  | 0 | 0 | 0 | [7 empty] | 0 | 0
COS_00045 |  | Y | Active | PC | PC | EA | 1 |  |  | FACILITY | SALES FACILITY | FACILITY = WORKSTATION | UNKNOWN | WORKSTATION METAL POST(WRAPPING IN PLASTIC) |  | 114 | 114 | 47 | [7 empty] | 0.015595 | 100
COS_00046 |  | Y | Active | PC | PC | PC | 1 |  |  | FACILITY | SALES FACILITY | FACILITY = WORKSTATION | UNKNOWN | TRIANGLE WORKSTATION |  | 0 | 0 | 0 | [7 empty] | 0 | 0
COS_00047 |  | Y | Active | PC | PC | EA | 1 |  |  | FACILITY | SALES FACILITY | FACILITY = TABLE | UNKNOWN | TABLE FLAT BOARD(77CMX160CM) |  | 0 | 0 | 0 | [7 empty] | 0 | 0
COS_00048 |  | Y | Active | PC | PC | EA | 1 |  |  | FACILITY | SALES FACILITY | FACILITY = CABINET | UNKNOWN | WOODEN CABINET WALL (60CMX160CM) |  | 0 | 0 | 0 | [7 empty] | 0 | 0
COS_00049 |  | Y | Active | PC | PC | EA | 1 |  |  | FACILITY | SALES FACILITY | FACILITY = TABLE | UNKNOWN | LONG STATION TABLE (146CM) |  | 0 | 0 | 0 | [7 empty] | 0 | 0
COS_00050 |  | Y | Active | PC | PC | EA | 1 |  |  | FACILITY | SALES FACILITY | FACILITY = STEEL SUPPORT | UNKNOWN | STEEL TABULAR(80CM) |  | 47 | 80 | 4 | [7 empty] | 0.0752 | 6
COS_00051 |  | Y | Active | PC | PC | EA | 1 |  |  | FACILITY | SALES FACILITY | FACILITY = STEEL SUPPORT | UNKNOWN | STEEL TABULAR(60CM) |  | 47 | 59 | 4 | [7 empty] | 0.05546 | 6
COS_00052 |  | Y | Active | PC | PC | EA | 1 |  |  | FACILITY | SALES FACILITY | FACILITY = DASH BOARD | UNKNOWN | DASH BOARD WHITE(60CMX80CM) |  | 75 | 65 | 3 | [7 empty] | 0.02925 | 20
COS_00053 |  | Y | Active | PC | PC | EA | 1 |  |  | FACILITY | SALES FACILITY | FACILITY = SIDE BOARD | UNKNOWN | SIDE BOARD(60CMX65CM) |  | 75 | 65 | 3 | [7 empty] | 0.02925 | 20
COS_00054 |  | Y | Active | PC | PC | PC | 1 |  |  | FACILITY | SALES FACILITY | FACILITY = DASH BOARD | UNKNOWN | DASH BOARD ANGLE |  | 0 | 0 | 0 | [7 empty] | 0 | 0
COS_00055 |  | Y | Active | PC | PC | EA | 1 |  |  | FACILITY | SALES FACILITY | FACILITY = STEEL SUPPORT | UNKNOWN | STEEL POST 2SIDES |  | 220 | 9 | 9 | [7 empty] | 0.02376 | 10
COS_00056 |  | Y | Active | PC | PC | EA | 1 |  |  | FACILITY | SALES FACILITY | FACILITY = STEEL SUPPORT | UNKNOWN | STEEL CORNER POST |  | 190 | 4 | 4 | [7 empty] | 0.00912 | 10
COS_00057 |  | Y | Active | PC | PC | EA | 1 |  |  | FACILITY | SALES FACILITY | FACILITY = SIDE COVER POST | UNKNOWN | SIDE COVER POST |  | 80 | 126 | 70 | [7 empty] | 0.012096 | 100
COS_00058 |  | Y | Active | PC | PC | EA | 1 |  |  | FACILITY | SALES FACILITY | FACILITY = STEEL SUPPORT | UNKNOWN | STEEL BRACKET |  | 67 | 73 | 9 | [7 empty] | 0.58692 | 1
COS_00059 |  | Y | Active | PC | PC | EA | 1 |  |  | FACILITY | SALES FACILITY | FACILITY = STEEL SUPPORT | UNKNOWN | STEEL POST 1SIDE |  | 69 | 59 | 5 | [7 empty] | 0.032568 | 15
COS_00061 |  | Y | Active | PC | PC | EA | 1 |  |  | FACILITY | SALES FACILITY | FACILITY = GLASS | UNKNOWN | GLASS DIVIDER |  | 92 | 54 | 5 | [7 empty] | 0.09936 | 6
COS_00062 |  | Y | Active | PC | PC | EA | 1 |  |  | FACILITY | SALES FACILITY | FACILITY = STEEL SUPPORT | UNKNOWN | STEEL TABULAR ASSORTED |  | 80 | 22 | 3 | [7 empty] | 0.01408 | 15
COS_00064 |  | Y | Active | PC | PC | EA | 1 |  |  | FACILITY | SALES FACILITY | FACILITY = TABLE | UNKNOWN | WOODEN PANEL FOR CONSULATION TABLE 1200MM |  | 220 | 122 | 5 | [7 empty] | 0.8052 | 4
COS_00065 |  | Y | Active | PC | PC | EA | 1 |  |  | FACILITY | SALES FACILITY | FACILITY = PRODUCT BOX | UNKNOWN | PRODUCT BOX |  | 15 | 60 | 34 | [7 empty] | 0.0108 | 10
COS_00066 |  | Y | Active | PC | PC | EA | 1 |  |  | FACILITY | SALES FACILITY | FACILITY = DISPLAY | UNKNOWN | TECH ZONE DISPLAY |  | 0 | 0 | 0 | [7 empty] | 0 | 0
COS_00067 |  | Y | Active | PC | PC | EA | 1 |  |  | FACILITY | SALES FACILITY | FACILITY = PROMOTIONAL | UNKNOWN | PROMOTIONAL CUBES |  | 15 | 15 | 15 | [7 empty] | 0.00135 | 20
COS_00068 |  | Y | Active | PC | PC | EA | 1 |  |  | FACILITY | SALES FACILITY | FACILITY = LIGHT | UNKNOWN | DOWN LIGHT 30 WATT |  | 9 | 23 | 23 | [7 empty] | 0.001242 | 20
COS_00069 |  | Y | Active | PC | PC | EA | 1 |  |  | FACILITY | SALES FACILITY | FACILITY = LIGHT LED | UNKNOWN | LED LIGHT 5 WATT |  | 0 | 0 | 0 | [7 empty] | 0 | 0
COS_00070 |  | Y | Active | PC | PC | EA | 1 |  |  | FACILITY | SALES FACILITY | FACILITY = BENCH | UNKNOWN | WOODEN PANEL FOR GREEN BENCH 1200MM |  | 220 | 120 | 5 | [7 empty] | 0.792 | 4
COS_00071 |  | Y | Active | PC | PC | EA | 1 |  |  | FACILITY | SALES FACILITY | FACILITY = LOW STORAGE UNIT | UNKNOWN | LOW STORAGE UNIT |  | 50 | 60 | 30 | [7 empty] | 0.09 | 4
COS_00072 |  | Y | Active | PC | PC | EA | 1 |  |  | FACILITY | SALES FACILITY | FACILITY = | UNKNOWN | MANUAL Q-MATIC |  | 0 | 0 | 0 | [7 empty] | 0 | 0
COS_00073 |  | Y | Active | PC | PC | EA | 1 |  |  | FACILITY | SALES FACILITY | FACILITY = PROMOFIN | UNKNOWN | PROMOFIN FLAT UNIT |  | 245 | 80 | 35 | [7 empty] | 1.176 | 2
COS_00074 |  | Y | Active | PC | PC | EA | 1 |  |  | FACILITY | SALES FACILITY | FACILITY = CHAIR | UNKNOWN | WOODEN CHAIR |  | 110 | 53 | 37 | [7 empty] | 0.6996 | 1
COS_00075 |  | Y | Active | PC | PC | EA | 1 |  |  | FACILITY | SALES FACILITY | FACILITY = BROCHURE HOLDER | UNKNOWN | BROCHURE HOLDER ORANGE |  | 0 | 0 | 0 | [7 empty] | 0 | 0
COS_00076 |  | Y | Active | PC | PC | EA | 1 |  |  | FACILITY | SALES FACILITY | FACILITY = BROCHURE HOLDER | UNKNOWN | BROCHURE HOLDER BLACK |  | 0 | 0 | 0 | [7 empty] | 0 | 0
COS_00077 |  | Y | Active | PC | PC | EA | 1 |  |  | FACILITY | SALES FACILITY | FACILITY = CHAIR | UNKNOWN | BLACK EMPLOYEE CHAIR |  | 0 | 0 | 0 | [7 empty] | 0 | 0
COS_00078 |  | Y | Active | PC | PC | EA | 1 |  |  | FACILITY | SALES FACILITY | FACILITY = TABLE | UNKNOWN | RECEPTION TABLE |  | 78 | 113 | 4 | [7 empty] | 0.070512 | 15
COS_00079 |  | Y | Active | PC | PC | EA | 1 |  |  | FACILITY | SALES FACILITY | FACILITY = WORKSTATION | UNKNOWN | WORKSTATION |  | 0 | 0 | 0 | [7 empty] | 0 | 0
COS_00080 |  | Y | Active | PC | PC | EA | 1 |  |  | FACILITY | SALES FACILITY | FACILITY = TABLE | UNKNOWN | SQUARE TABLE |  | 100 | 100 | 3 | [7 empty] | 0.08 | 15
COS_00081 |  | Y | Active | PC | PC | EA | 1 |  |  | FACILITY | SALES FACILITY | FACILITY = TABLE | UNKNOWN | OFFICE TABLE |  | 183 | 80 | 4 | [7 empty] | 0.2928 | 6
COS_00082 |  | Y | Active | PC | PC | EA | 1 |  |  | FACILITY | SALES FACILITY | FACILITY = CABINET | UNKNOWN | OFFICE WOODEN CABINET |  | 179 | 89 | 41 | [7 empty] | 0.95586 | 2
COS_00083 |  | Y | Active | PC | PC | EA | 1 |  |  | FACILITY | SALES FACILITY | FACILITY = WORKSTATION | UNKNOWN | WORKSTATION |  | 420 | 120 | 132 | [7 empty] | 3.024 | 2
COS_00083 480*430 |  | Y | Active | CABLE | PC | PC | 1 |  |  | FACILITY | SALES FACILITY | FACILITY = WORKSTATION | UNKNOWN | WORKSTATION (480*430*120) |  | 480 | 430 | 120 | [7 empty] | 12.384 | 2
COS_00085 |  | Y | Active | PC | PC | EA | 1 |  |  | FACILITY | SALES FACILITY | FACILITY = TABLE | UNKNOWN | MANAGE OFFICE TABLE COMPLETE SET |  | 180 | 102 | 3 | [7 empty] | 0.3672 | 6
COS_00086 |  | Y | Active | PC | PC | EA | 1 |  |  | FACILITY | SALES FACILITY | FACILITY = TABLE | UNKNOWN | MEETING ROOM TABLE |  | 160 | 79 | 4 | [7 empty] | 0.2528 | 6
COS_00088 |  | Y | Active | PC | PC | EA | 1 |  |  | FACILITY | SALES FACILITY | FACILITY = DISPLAY STAND | UNKNOWN | DISPLAY STAND BOARD |  | 128 | 186 | 58 | [7 empty] | 2.857 | 1
COS_00089 |  | Y | Active | PC | PC | EA | 1 |  |  | FACILITY | SALES FACILITY | FACILITY = TABLE | UNKNOWN | RECTANGULAR TABLE |  | 180 | 100 | 3 | [7 empty] | 0.144 | 15
COS_00090 |  | Y | Active | PC | PC | EA | 1 |  |  | FACILITY | SALES FACILITY | FACILITY = CABINET | UNKNOWN | MANAGER OFFICE FILE CABINET |  | 150 | 180 | 39 | [7 empty] | 1.62 | 2
COS_00091 |  | Y | Active | PC | PC | EA | 1 |  |  | FACILITY | SALES FACILITY | FACILITY = TABLE | UNKNOWN | White Center Table |  | 39 | 59 | 59 | [7 empty] | 0.13806 | 2
COS_00091_1 |  | Y | Active | PC | PC | PC | 1 |  |  | FACILITY | SALES FACILITY | FACILITY = TABLE |  | Light brown Center Table |  | 60 | 60 | 39 | [7 empty] | 0.108 | 4
COS_00092 |  | Y | Active | PC | PC | EA | 1 |  |  | FACILITY | SALES FACILITY | FACILITY = CHAIR | UNKNOWN | MANAGER CHAIRS |  | 106 | 55 | 72 | [7 empty] | 0.3498 | 2
COS_00093 |  | Y | Active | PC | PC | EA | 1 |  |  | FACILITY | SALES FACILITY | FACILITY = CHAIR | UNKNOWN | Old concept black employee chair |  | 93 | 64 | 53 | [7 empty] | 0.71424 | 1
COS_00094 |  | Y | Active | PC | PC | EA | 1 |  |  | FACILITY | SALES FACILITY | FACILITY = BENCH | UNKNOWN | STANDALONE BENCH 1200 MM |  | 0 | 0 | 0 | [7 empty] | 0 | 0
COS_00094_SML |  | Y | Active | PC | PC | EA | 1 |  |  | FACILITY | SALES FACILITY | FACILITY = BENCH | UNKNOWN | STANDALONE BENCH 600 MM |  | 48 | 54 | 58 | [7 empty] | 0.07776 | 4
COS_00095 |  | Y | Active | PC | PC | EA | 1 |  |  | FACILITY | SALES FACILITY | FACILITY = TABLE | UNKNOWN | 600MM DOUBLE PRODUCT TABLE RECTANGULAR TABLE |  | 0 | 0 | 0 | [7 empty] | 0 | 0
COS_00096 |  | Y | Active | PC | PC | EA | 1 |  |  | FACILITY | SALES FACILITY | FACILITY = TABLE | UNKNOWN | 1600MM CIRCULAR TOP TABLE 10 TABLE TYPE SA |  | 0 | 0 | 0 | [7 empty] | 0 | 0
COS_00097 |  | Y | Active | PC | PC | EA | 1 |  |  | FACILITY | SALES FACILITY | FACILITY = SELF SERVICE | UNKNOWN | SELF SERVICE MACHINE |  | 159 | 49 | 38 | [7 empty] | 0.93492 | 1
COS_00098 |  | Y | Active | PC | PC | EA | 1 |  |  | FACILITY | SALES FACILITY | FACILITY = CHAIR | UNKNOWN | BLACK EMPLOYEE CHAIR-STEEL STAND WITH WHEEL |  | 103 | 62 | 52 | [7 empty] | 0.76632 | 1
COS_00098_1 |  | Y | Active | PC | PC | EA | 1 |  |  | FACILITY | SALES FACILITY | FACILITY = CHAIR | UNKNOWN | BLACK EMPLOYEE CHAIR-STEEL STAND WITH WHEEL |  | 62 | 60 | 124 | [7 empty] | 0.4464 | 1
COS_00098_2 |  | Y | Active | PC | PC | PC | 1 |  |  | FACILITY | SALES FACILITY | FACILITY = CHAIR |  | BLACK EMPLOYEE CHAIR-STEEL STAND WITH WHEEL(70CM*70CM*120CM) |  | 70 | 70 | 120 | [7 empty] | 0.294 | 2
COS_00098_3 |  | Y | Active | PC | PC | PC | 1 |  |  | FACILITY | SALES FACILITY | FACILITY = CHAIR |  | BLACK EMPLOYEE CHAIR-STEEL STAND WITH WHEEL(70CM*70CM*90CM |  | 70 | 70 | 90 | [7 empty] | 0.294 | 2
COS_00099 |  | Y | Active | PC | PC | EA | 1 |  |  | FACILITY | SALES FACILITY | FACILITY = CHAIR | UNKNOWN | BLACK EMPLOYEE CHAIR-STEEL STAND WITHOUT WHEEL |  | 96 | 65 | 57 | [7 empty] | 0.7488 | 1
COS_00099_1 |  | Y | Active | PC | PC | EA | 1 |  |  | FACILITY | SALES FACILITY | FACILITY = CHAIR | UNKNOWN | BLACK EMPLOYEE CHAIR-STEEL STAND WITHOUT WHEEL |  | 0 | 0 | 0 | [7 empty] | 0 | 0
COS_00099_2 |  | Y | Active | PC | PC | EA | 1 |  |  | Facility | SALES FACILITY | FACILITY = CHAIR |  | Plastic Agent white Chair |  | 0 | 0 | 0.226 | [7 empty] | 0 | 0
COS_00100 |  | Y | Active | PC | PC | EA | 1 |  |  | FACILITY | SALES FACILITY | FACILITY = TABLE | UNKNOWN | RECEPTION TABLE |  | 255 | 78 | 79 | [7 empty] | 1.1934 | 2
COS_00101 |  | Y | Active | PC | PC | EA | 1 |  |  | FACILITY | SALES FACILITY | FACILITY = COUNTER | UNKNOWN | LINEAR COUNTER |  | 0 | 0 | 0 | [7 empty] | 0 | 0
COS_00103 |  | Y | Active | PC | PC | EA | 1 |  |  | FACILITY | SALES FACILITY | FACILITY = SECURITY | UNKNOWN | APPLE WATCH SECURITY DEVICES |  | 10 | 9 | 13 | [7 empty] | 0.0108 | 1
COS_00104 |  | Y | Active | PC | PC | EA | 1 |  |  | FACILITY | SALES FACILITY | FACILITY = SECURITY | UNKNOWN | Security Devices Inuve Brand |  | 6 | 6 | 7 | [7 empty] | 0.00061714 | 7
COS_EX_BENCH |  | Y | Active | PC | PC | EA | 1 |  |  | FACILITY | SALES FACILITY | FACILITY = EXERCISE | UNKNOWN | EXERCISE BENCH |  | 53 | 120 | 30 | [7 empty] | 0.7632 | 1
COU-01 GPC |  | Y | Active | PC | PC | EA | 1 |  |  | FACILITY | SALES FACILITY | FACILITY = | WAVETEC | WAVE TEC |  | 0 | 0 | 0 | [7 empty] | 0 | 0
Counter_Machine |  | Y | Active | PC | PC | EA | 1 |  |  | FACILITY | SALES FACILITY | FACILITY = TABLE | UNKNOWN | Counter Machine |  | 0 | 0 | 0 | [7 empty] | 0 | 15
CP816-AC |  | Y | Active | PC | PC | EA | 1 |  |  | NETWORK | RADIO PLANNING | NW = RADIO -- CARD | NOKIA SIEMENS NETWORK | CARD |  | 38 | 36 | 14 | [7 empty] | 0.016416 | 10
CP-PWR-INJ |  | Y | Active | PC | PC | EA | 1 |  |  | IT | IT INFRASTRUCTURE | IT = IP-PHONE | HP | CISCO IP PHONE-POWER INJECTOR |  | 0 | 0 | 0 | [7 empty] | 0 | 0
CR52L1XX0 |  | Y | Active | PC | PC | EA | 1 |  |  | Facility | SALES FACILITY | NW = TX -- MODULE |  | LPU |  | 0 | 0 | 0 | [7 empty] | 0 | 0
CR53LPUF50A0 |  | Y | Active | PC | PC | EA | 1 |  |  | Facility | SALES FACILITY | NW = TX -- MODULE |  | LPUF-50 |  | 0 | 0 | 0 | [7 empty] | 0 | 0
CR582N68E |  | Y | Active | PC | PC | EA | 1 |  |  | Facility | SALES FACILITY | FACILITY = RACK | HUAWEI | Huawei Rack |  | 0 | 0 | 1.02 | [7 empty] | 0 | 0
CR5B2N68E |  | Y | Active | PC | PC | EA | 1 |  |  | Facility | SALES FACILITY | FACILITY = RACK | Huawei | Huawei Rack |  | 0 | 0 | 1.02 | [7 empty] | 0 | 0
CR5D0EMGFA70 |  | Y | Active | PC | PC | EA | 1 |  |  | Facility | SALES FACILITY | NW = TX -- MODULE |  | LPUI-51 |  | 0 | 0 | 0 | [7 empty] | 0 | 0
CR5D0LEXFA70 |  | Y | Active | PC | PC | EA | 1 |  |  | Facility | SALES FACILITY | NW = TX -- CARD | Huawei | Magazin 3 1198 with 1 card |  | 0 | 0 | 0 | [7 empty] | 0 | 0
CR5DL2XEFG7A |  | Y | Active | PC | PC | EA | 1 |  |  | Facility | SALES FACILITY | NW = TX -- MODULE |  | LPUI-51 |  | 0 | 0 | 0 | [7 empty] | 0 | 0
CR5DSFUIE078 |  | Y | Active | PC | PC | EA | 1 |  |  | Facility | SALES FACILITY | FACILITY = AIR FILTER | Huawei | Magazin 2 Air filter |  | 0 | 0 | 0 | [7 empty] | 0 | 0
CR5Z1BKP08A |  | Y | Active | PC | PC | EA | 1 |  |  | Facility | SALES FACILITY | FACILITY = IT -- SWITCH | Huawei | Net Engine40E Series |  | 0 | 0 | 0 | [7 empty] | 0 | 0
CR5Z1BKPE |  | Y | Active | PC | PC | EA | 1 |  |  | NETWORK | TRANSMISSION | NW = TX -- IP ACCESSORY | Huawei | NE40E-X3 frame including Sub boards/accessories |  | 0 | 0 | 0.05 | [7 empty] | 0 | 0
CR5Z1DCRM |  | Y | Active | PC | PC | EA | 1 |  |  | Facility | SALES FACILITY | FACILITY = BOX | Huawei | Conversion Box |  | 0 | 0 | 0 | [7 empty] | 0 | 0
CRMM100CRA |  | Y | Active | PC | PC | EA | 1 |  |  | FACILITY | SALES FACILITY | FACILITY = SWITCH | UNKNOWN | Switch |  | 0 | 0 | 0 | [7 empty] | 0 | 0
CS299220.04 |  | Y | Active | PC | PC | PC | 1 |  |  | NETWORK | RADIO PLANNING | NW = RADIO -- TMA | HUAWEI | TMA |  | 0 | 0 | 0 | [7 empty] | 0 | 0
CS4275903 |  | Y | Active | PC | PC | EA | 1 |  |  | NETWORK | RADIO PLANNING | NW = RADIO -- ANTENNA | KATHREIN | XPOL C-PANEL 806-960 65° 18DBI 0°T |  | 0 | 0 | 0 | [7 empty] | 0 | 6
CS7100003 |  | Y | Active | PC | PC | PC | 1 |  |  | NETWORK | RADIO PLANNING | NW = RADIO -- FAN | UNKNOWN | FP2 6KW 15U OD FAN |  | 0 | 0 | 0 | [7 empty] | 0 | 0
CS7100003.00 |  | Y | Active | PC | PC | EA | 1 |  |  | NETWORK | RADIO PLANNING | NW = RADIO -- FAN | ELTEK | FP2 6KW 15U OD FAN (CABINET) |  | 82 | 66 | 71 | [7 empty] | 0.32472 | 2
CS7110000 |  | Y | Active | PC | PC | PC | 1 |  |  | NETWORK | RADIO PLANNING | NW = RADIO -- FAN | ELTEK | FAN CABINET |  | 0 | 0 | 0 | [7 empty] | 0 | 0
CS7110021.05 |  | Y | Active | PC | PC | EA | 1 |  |  | NETWORK | RADIO PLANNING | NW = RADIO -- MODULE | ELTEK | SMARTPACK WEB/SNMP 6 PLUS 6 |  | 0 | 0 | 0 | [7 empty] | 0 | 0
CS7120000 |  | Y | Active | PC | PC | PC | 1 |  |  | NETWORK | RADIO PLANNING | NW = RADIO -- CABINET | UNKNOWN | CABINET |  | 0 | 0 | 0 | [7 empty] | 0 | 0
CS7120000.11 |  | Y | Active | PC | PC | EA | 1 |  |  | NETWORK | RADIO PLANNING | NW = RADIO -- CABINET | NOKIA SIEMENS NETWORK | 16KW/48V OD ACU CABINET 2M |  | 0 | 0 | 0 | [7 empty] | 0 | 0
CS7120003.00 |  | Y | Active | PC | PC | EA | 1 |  |  | NETWORK | RADIO PLANNING | NW = RADIO -- CABINET | NOKIA SIEMENS NETWORK | RECTIFIER CABINIET |  | 0 | 0 | 0 | [7 empty] | 0 | 0
CS7130000.01 |  | Y | Active | PC | PC | EA | 1 |  |  | NETWORK | RADIO PLANNING | NW = RADIO -- CABINET | KATHREIN | REC. CABINET |  | 0 | 0 | 0 | [7 empty] | 0 | 0
CS7130000.02 |  | Y | Active | PC | PC | EA | 1 |  |  | NETWORK | RADIO PLANNING | NW = EM -- RECTIFIER CABINET | ELTEK | RECTIFIER CABINET |  | 60 | 60 | 200 | [7 empty] | 0.432 | 1
CS7136213.00 |  | Y | Active | PC | PC | EA | 1 |  |  | NETWORK | RADIO PLANNING | NW = RADIO -- BATTERY | NOKIA SIEMENS NETWORK | BATTERY CELL |  | 0 | 0 | 0 | [7 empty] | 0 | 0
CS7136219-00 |  | Y | Active | PC | PC | EA | 1 |  |  | NETWORK | RADIO PLANNING | NW = RADIO -- BATTERY | ENERSYS | BATTAEY |  | 0 | 0 | 0 | [7 empty] | 0 | 0
CS7160000 |  | Y | Active | PC | PC | EA | 1 |  |  | NETWORK | RADIO PLANNING | NW = EM -- RECTIFIER MODULE | UNKNOWN | FLATPACK2 48/2000 BTOF |  | 0 | 0 | 0 | [7 empty] | 0 | 0
CS7160000.00 |  | Y | Active | PC | PC | PC | 1 |  |  | NETWORK | RADIO PLANNING | NW = EM -- RECTIFIER MODULE | ELTEK | FLATPACK2 2000W48VBF |  | 0 | 0 | 0 | [7 empty] | 0 | 0
CS7160000.02 |  | Y | Active | PC | PC | EA | 1 |  |  | NETWORK | RADIO PLANNING | NW = EM -- RECTIFIER MODULE | ELTEK | FLATPACK2 2000W48VBF |  | 0 | 0 | 0 | [7 empty] | 0 | 0
CS7160010.02 |  | Y | Active | PC | PC | EA | 1 |  |  | NETWORK | RADIO PLANNING | NW = EM -- RECTIFIER MODULE | ELTEK | ELTEK -- RECTIFIER MODULES - FLATPACK2 48/2000 BTOF |  | 0 | 0 | 0 | [7 empty] | 0 | 0
CS7160010.03 |  | Y | Active | PC | PC | EA | 1 |  |  | NETWORK | RADIO PLANNING | NW = EM -- RECTIFIER MODULE | NOKIA SIEMENS NETWORK | FLATPACK |  | 0 | 0 | 0 | [7 empty] | 0 | 0
CS7204380 |  | Y | Active | PC | PC | EA | 1 |  |  | NETWORK | RADIO PLANNING | NW = RADIO -- ANTENNA | KATHREIN | QUAD BAND PANEL DUAL SLANT POL CV3PX310R1 |  | 0 | 0 | 0 | [7 empty] | 0 | 6
CS7204380.02 |  | Y | Active | PC | PC | EA | 1 |  |  | NETWORK | RADIO PLANNING | NW = RADIO -- ANTENNA | Nokia | XXXXP IT 790-960/1710-2690 65 17 AT/AR |  | 253.3 | 35.3 | 20.9 | [7 empty] | 0.053649 | 20
CS7204380.02_BRKT |  | Y | Active | PC | BOX | BOX-ALL | 1 |  |  | NETWORK | RADIO PLANNING | NW = RADIO -- ANT BRACKET |  | CV3PX310R1 (Bracket) |  | 0 | 0 | 0 | [7 empty] | 0 | 0
CS7204550.02 |  | Y | Active | PC | PC | PC | 1 |  |  | NETWORK | RADIO PLANNING | NW = RADIO -- ANTENNA | Nokia | RV4PX310R-V2 |  | 0 | 0 | 0 | [7 empty] | 0 | 6
CS7204552.01 |  | Y | Active | PC | PC | EA | 1 |  |  | NETWORK | RADIO PLANNING | NW = RADIO -- ANTENNA | Nokia | COMMSCOPE RV4PX306R |  | 159.9 | 35.3 | 20.9 | [7 empty] | 0.033867 | 20
CS7204552.02 |  | Y | Active | PC | PC | PC | 1 |  |  | NETWORK | RADIO PLANNING | NW = RADIO -- ANTENNA | Nokia | RV4PX310R-V2 |  | 0 | 0 | 0 | [7 empty] | 0 | 6
CS7204554.01 |  | Y | Active | PC | PC | EA | 1 |  |  | NETWORK | RADIO PLANNING | NW = RADIO -- ANTENNA | Nokia | COMMSCOPE RV4-65D-R5-V2 |  | 268.8 | 35 | 20.8 | [7 empty] | 0.056448 | 20
CS7204554.01_BRKT |  | Y | Active | PC | BOX | BOX-ALL | 1 |  |  | NETWORK | RADIO PLANNING | NW = RADIO -- ANT BRACKET | UNKNOWN | COMMSCOPE RV4-65D-R5-V2 |  | 0 | 0 | 0 | [7 empty] | 0 | 0
CS7204557.01 |  | Y | Active | PC | PC | EA | 1 |  |  | NETWORK | RADIO PLANNING | NW = RADIO -- ANTENNA | KATHERINE | COMMSCOPE RV4-65D-R5-V6 |  | 220 | 58 | 16 | [7 empty] | 0.07656 | 20
CS7204557.01_BRKT |  | Y | Active | PC | PC | EA | 1 |  |  | NETWORK | RADIO PLANNING | NW = RADIO -- ANT BRACKET | KATHREIN | COMMSCOPE RV4-65D-R5-V6 (Bracket) |  | 30 | 24 | 27 | [7 empty] | 0.00432 | 20
CS7204580.01 |  | Y | Active | PC | PC | EA | 1 |  |  | NETWORK | RADIO PLANNING | NW = RADIO -- ANTENNA | Nokia | COMMSCOPE EGZV5-65-R6 |  | 268.8 | 39.5 | 22.8 | [7 empty] | 0.063706 | 20
CS7207113...02 |  | Y | Active | PC | PC | EA | 1 |  |  | NETWORK | RADIO PLANNING | NW = RADIO -- ANTENNA | POWERWAVE | UXM-1710-2170-65-20I-A-D |  | 220 | 20 | 18 | [7 empty] | 0.088 | 6
CS7207113.02 |  | Y | Active | PC | PC | EA | 1 |  |  | NETWORK | RADIO PLANNING | NW = RADIO -- ANTENNA | SIEMENS | HIGH BROADBAND CROSS POLARIZED 1710-2170 MHZ 19.5/17.4 GAIN |  | 258 | 60 | 15 | [7 empty] | 0.3096 | 6
CS7207503 |  | Y | Active | PC | PC | EA | 1 |  |  | NETWORK | RADIO PLANNING | NW = RADIO -- ANTENNA | KATHREIN | ALXT-824 960/710-2170-65-18-A |  | 0 | 0 | 0 | [7 empty] | 0 | 6
CS7207506.02 |  | Y | Active | PC | PC | PC | 1 |  |  | NETWORK | RADIO PLANNING | NW = RADIO -- ANTENNA | Nokia | KATHEIN PANEL 824-960-1710-2180 |  | 253.3 | 26.1 | 14.6 | [7 empty] | 0.039667 | 20
CS72111 |  | Y | Active | PC | PC | PC | 1 |  |  | NETWORK | RADIO PLANNING | NW = RADIO -- ANTENNA | KATHREIN | KATHREIN-XPOI C-PANEL-806-960 |  | 256 | 26.2 | 11.6 | [7 empty] | 0.13414 | 6
CS7211202 |  | Y | Active | PC | PC | EA | 1 |  |  | NETWORK | RADIO PLANNING | NW = RADIO -- ANTENNA | KATHREIN | XPOL PANEL 806-960 65° 18DBI 6°T |  | 0 | 0 | 0 | [7 empty] | 0 | 6
CS7211202.02 |  | Y | Active | PC | PC | EA | 1 |  |  | NETWORK | RADIO PLANNING | NW = RADIO -- ANTENNA | Nokia | KATHREIN XXPOL PANEL-806-960 |  | 258 | 26.2 | 11.6 | [7 empty] | 0.040558 | 20
CS7211202.02_BRKT |  | Y | Active | PC | BOX | BOX-ALL | 1 |  |  | NETWORK | RADIO PLANNING | NW = RADIO -- ANT BRACKET |  | KATHREIN XPOL PANEL-806-960 (Bracket) |  | 0 | 0 | 0 | [7 empty] | 0 | 0
CS7211631.03 |  | Y | Active | PC | PC | PC | 1 |  |  | NETWORK | RADIO PLANNING | NW = RADIO -- ANTENNA | HUAWEI | DXX- 806–960 MHz~~ 33° HPBW |  | 267 | 45 | 40 | [7 empty] | 0.2403 | 6
CS7211650 |  | Y | Active | PC | PC | EA | 1 |  |  | NETWORK | RADIO PLANNING | NW = RADIO -- ANTENNA | KATHREIN | LDX-65DS-VTM |  | 0 | 0 | 0 | [7 empty] | 0 | 6
CS7211650.02 |  | Y | Active | PC | PC | EA | 1 |  |  | NETWORK | RADIO PLANNING | NW = RADIO -- ANTENNA | ANDREW | GSM ANTENNA |  | 230 | 30 | 10 | [7 empty] | 0.138 | 6
CS7211650.03 |  | Y | Active | PC | PC | EA | 1 |  |  | NETWORK | RADIO PLANNING | NW = RADIO -- ANTENNA | NOKIA SIEMENS NETWORK | LDX-6516DS-VTM |  | 12 | 28 | 200 | [7 empty] | 0.002016 | 20
CS7211650.03_BRKT |  | Y | Active | PC | PC | EA | 1 |  |  | NETWORK | RADIO PLANNING | NW = RADIO -- ANT BRACKET | UNKNOWN | Commscope-LDX-6516DS-VTM |  | 0 | 0 | 0 | [7 empty] | 0 | 0
CS7211705 |  | Y | Active | PC | PC | EA | 1 |  |  | NETWORK | RADIO PLANNING | NW = RADIO -- ANTENNA | KATHREIN | XPOL A-PANEL 806-960 65° 16.5DBI 0° 10°T |  | 0 | 0 | 0 | [7 empty] | 0 | 6
CS7211705.01 |  | Y | Active | PC | PC | EA | 1 |  |  | NETWORK | RADIO PLANNING | NW = RADIO -- ANTENNA | KATHREIN | KATHREIN X-POL A-PANEL 806-960 |  | 129.4 | 25.9 | 9.9 | [7 empty] | 0.020109 | 20
CS7212607 |  | Y | Active | PC | PC | EA | 1 |  |  | NETWORK | RADIO PLANNING | NW = RADIO -- ANTENNA | KATHREIN | LDX-3319DS-VTM |  | 0 | 0 | 0 | [7 empty] | 0 | 6
CS7212607.01 |  | Y | Active | PC | PC | EA | 1 |  |  | NETWORK | RADIO PLANNING | NW = RADIO -- ANTENNA | Nokia | KATHREIN XPOL PANEL-1710-2200 |  | 140.7 | 15.5 | 7 | [7 empty] | 0.013085 | 20
CS7214202.01 |  | Y | Active | PC | PC | EA | 1 |  |  | NETWORK | RADIO PLANNING | NW = RADIO -- ANTENNA | Nokia | COMMSCOPE-LNX-6515DS-VTM |  | 245.3 | 30.1 | 18.05 | [7 empty] | 0.044301 | 20
CS7214202.01_BRKT |  | Y | Active | PC | PC | EA | 1 |  |  | NETWORK | RADIO PLANNING | NW = RADIO -- ANT BRACKET | COMMSCOPE | COMMSCOPE LNX-6515DS-VTM (Bracket) |  | 39 | 26 | 8 | [7 empty] | 0.006084 | 20
CS7216801.03 |  | Y | Active | PC | PC | EA | 1 |  |  | NETWORK | IBS | NW = RADIO -- ANTENNA | ANDREW | DIRECTIONAL OUTDOOR ANTENNA 5.0 DBI @ 698?960 MHZ 6.0 DBI |  | 25 | 19 | 6 | [7 empty] | 0.0019 | 30
CS7217450.03 |  | Y | Active | PC | PC | EA | 1 |  |  | NETWORK | RADIO PLANNING | NW = RADIO -- ANTENNA | Nokia | Commscope-LDX-6516DS-VTM |  | 257.7 | 26.9 | 13.2 | [7 empty] | 0.041593 | 20
CS7217701 |  | Y | Active | PC | PC | EA | 1 |  |  | NETWORK | RADIO PLANNING | NW = RADIO -- ANTENNA | KATHREIN | XXP 1710-2170/1710-2170MHZ 65D 17DBI AT/T |  | 0 | 0 | 0 | [7 empty] | 0 | 6
CS7219114 |  | Y | Active | PC | PC | EA | 1 |  |  | NETWORK | RADIO PLANNING | NW = RADIO -- ANTENNA | AGISSON | DT-KIT FOR A F & EURO PANEL |  | 210 | 15 | 10 | [7 empty] | 0.063 | 6
CS7219600 |  | Y | Active | PC | PC | EA | 1 |  |  | NETWORK | RADIO PLANNING | NW = RADIO -- CLAMP | AGISSON | CLAMP 50-115MM FOR A F & EURO PANEL |  | 210 | 15 | 10 | [7 empty] | 0.126 | 3
CS7221620.02 |  | Y | Active | PC | PC | EA | 1 |  |  | NETWORK | RADIO PLANNING | NW = RADIO -- COMBINER | KATHREIN | HYBRID COMBINER : 78210502 |  | 37 | 24 | 17 | [7 empty] | 0.010656 | 10
CS7221624.20 |  | Y | Active | PC | PC | EA | 1 |  |  | NETWORK | RADIO PLANNING | NW = RADIO -- COMBINER | KATHREIN | HYBRID COMBINER : 78210500 |  | 37 | 24 | 17 | [7 empty] | 0.010656 | 10
CS7222398.02 |  | Y | Active | PC | PC | PC | 1 |  |  | NETWORK | RADIO PLANNING | NW = RADIO -- ANTENNA | Nokia | XXXXP IT 790-960/1710-2690 65 17 AT/AR |  | 253.3 | 35.3 | 20.9 | [7 empty] | 0.053649 | 20
CS7257113 |  | Y | Active | PC | PC | EA | 1 |  |  | NETWORK | RADIO PLANNING | NW = RADIO -- ANTENNA | KATHREIN | ALXT-824 960/170-2170-65-18I-A |  | 0 | 0 | 0 | [7 empty] | 0 | 6
CS7257113.01 |  | Y | Active | PC | PC | EA | 1 |  |  | NETWORK | RADIO PLANNING | NW = RADIO -- ANTENNA | SIEMENS | GSM ANTENNA |  | 256 | 26 | 10 | [7 empty] | 0.13312 | 6
CS7257303 |  | Y | Active | PC | PC | EA | 1 |  |  | NETWORK | RADIO PLANNING | NW = RADIO -- ANTENNA | UNKNOWN | XXPOL 790-960/1710-2180MHZ 65/65° 17/18.5DBI 0-7°/0-6°AT - [ |  | 0 | 0 | 0 | [7 empty] | 0 | 6
CS72750302 |  | Y | Active | PC | PC | EA | 1 |  |  | NETWORK | RADIO PLANNING | NW = RADIO -- ANTENNA | SIEMENS | LTE HUAWEI GSM ANTENNA |  | 44 | 15 | 6 | [7 empty] | 0.00792 | 10
CS7275415 |  | Y | Active | PC | PC | EA | 1 |  |  | NETWORK | RADIO PLANNING | NW = RADIO -- ANTENNA | KATHREIN | HBX-6517D-VTM |  | 0 | 0 | 0 | [7 empty] | 0 | 6
CS7275502 |  | Y | Active | PC | PC | EA | 1 |  |  | NETWORK | RADIO PLANNING | NW = RADIO -- ANTENNA | ANATEL | DBXLH-6565C-VTM |  | 0 | 0 | 0 | [7 empty] | 0 | 6
CS7275502.01 |  | Y | Active | PC | PC | EA | 1 |  |  | NETWORK | RADIO PLANNING | NW = RADIO -- ANTENNA | UNKNOWN | Commscope-DBXLH-6565C-VTM |  | 257.7 | 26.9 | 13.2 | [7 empty] | 0.041593 | 20
CS7275505.01 |  | Y | Active | PC | PC | EA | 1 |  |  | NETWORK | RADIO PLANNING | NW = RADIO -- ANTENNA | Nokia | Commscope-DBXLH-6565B-VTM |  | 193.7 | 26.9 | 13.2 | [7 empty] | 0.031263 | 20
CS7275512 |  | Y | Active | PC | PC | EA | 1 |  |  | NETWORK | RADIO PLANNING | NW = RADIO -- ANTENNA | KATHREIN | HBXX-6517DS-VTN |  | 0 | 0 | 0 | [7 empty] | 0 | 6
CS7275512.01 |  | Y | Active | PC | PC | EA | 1 |  |  | NETWORK | RADIO PLANNING | NW = RADIO -- ANTENNA | COMMSCOPE | COMSCOPE 3G 4G ANTENNA |  | 191 | 30 | 14 | [7 empty] | 0.03438 | 20
CS7275512.01_BRKT |  | Y | Active | PC | BOX | BOX-ALL | 1 |  |  | NETWORK | RADIO PLANNING | NW = RADIO -- ANT BRACKET | UNKNOWN | XXP1710-2180/1710-2180 65deg 19dBi AT/A |  | 0 | 0 | 0 | [7 empty] | 0 | 0
CS7275517.01 |  | Y | Active | PC | PC | EA | 1 |  |  | NETWORK | RADIO PLANNING | NW = RADIO -- ANTENNA | Nokia | COMMSCOPE DBXDH-6565B-VTM |  | 193.7 | 26.9 | 13.2 | [7 empty] | 0.031263 | 20
CS7275517.01_BRKT |  | Y | Active | PC | PC | EA | 1 |  |  | NETWORK | RADIO PLANNING | NW = RADIO -- ANT BRACKET | COMMSCOPE | COMMSCOPE DBXDH-6565B-VTM (Bracket) |  | 39 | 26 | 8 | [7 empty] | 0.006084 | 20
CS72755903.02 |  | Y | Active | PC | PC | EA | 1 |  |  | NETWORK | RADIO PLANNING | NW = RADIO -- ANTENNA | KATHREIN | KATHREIN 2G ANTENNA |  | 0 | 0 | 0 | [7 empty] | 0 | 6
CS7275601 |  | Y | Active | PC | PC | EA | 1 |  |  | NETWORK | RADIO PLANNING | NW = RADIO -- ANTENNA | KATHREIN | TBXLHA-6565C-VTM |  | 0 | 0 | 0 | [7 empty] | 0 | 6
CS7275601.01 |  | Y | Active | PC | PC | EA | 1 |  |  | NETWORK | RADIO PLANNING | NW = RADIO -- ANTENNA | ANDREW | ANDREW 2G 3G 4G ANTENNA |  | 257.7 | 26.9 | 13.2 | [7 empty] | 0.041593 | 20
CS7275601.01_BRKT |  | Y | Active | PC | BOX | BOX-ALL | 1 |  |  | NETWORK | RADIO PLANNING | NW = RADIO -- ANT BRACKET |  | Commscope-TBXLHA-6565C-VTM (Bracket) |  | 0 | 0 | 0 | [7 empty] | 0 | 0
CS7275601-01 |  | Y | Active | PC | PC | EA | 1 |  |  | NETWORK | RADIO PLANNING | NW = RADIO -- ANTENNA | ANDREW | TBXLHA-6565-VTM |  | 0 | 0 | 0 | [7 empty] | 0 | 6
CS7275850.02 |  | Y | Active | PC | PC | EA | 1 |  |  | NETWORK | RADIO PLANNING | NW = RADIO -- ANTENNA | Nokia | Commscope-HWXXX-6516DS-VTM |  | 139 | 50.4 | 11.8 | [7 empty] | 0.042034 | 20
CS7275850.02_BRKT |  | Y | Active | PC | BOX | BOX-ALL | 1 |  |  | NETWORK | RADIO PLANNING | NW = RADIO -- ANT BRACKET |  | COMMSCOPE LDXX-6516DS-VTM (Bracket) |  | 0 | 0 | 0 | [7 empty] | 0 | 0
CS7275903.02 |  | Y | Active | PC | PC | EA | 1 |  |  | NETWORK | RADIO PLANNING | NW = RADIO -- ANTENNA | Nokia | KATHERIN XXPOL PANEL 780-960/1710-2180 |  | 240 | 26 | 12 | [7 empty] | 0.03744 | 20
CS7275903.02_BRKT |  | Y | Active | PC | BOX | BOX-ALL | 1 |  |  | NETWORK | RADIO PLANNING | NW = RADIO -- ANT BRACKET |  | KATHREIN - 80010204 - XPOL C-PANEL 806-960 (Bracket) |  | 0 | 0 | 0 | [7 empty] | 0 | 0
CS7275907 |  | Y | Active | PC | PC | EA | 1 |  |  | NETWORK | RADIO PLANNING | NW = RADIO -- ANTENNA | KATHREIN | XPOL PANEL 790-960 30° 21 DBI 0° T |  | 0 | 0 | 0 | [7 empty] | 0 | 6
CS7275907.02 |  | Y | Active | PC | PC | EA | 1 |  |  | NETWORK | RADIO PLANNING | NW = RADIO -- ANTENNA | KATHREIN | XPOLC-PANEL805.960 |  | 10 | 26 | 200 | [7 empty] | 0.0052 | 6
CS7275952 |  | Y | Active | PC | PC | EA | 1 |  |  | NETWORK | RADIO PLANNING | NW = RADIO -- ANTENNA | ALAN DICK & CO LTD | XPOL PANEL 790-960 65° 17.5DBI 0° 8°T |  | 0 | 0 | 0 | [7 empty] | 0 | 6
CS7275954 |  | Y | Active | PC | PC | EA | 1 |  |  | NETWORK | RADIO PLANNING | NW = RADIO -- ANTENNA | KATHREIN | XP 806-960 MHZ 65DEG 18DBI AT |  | 280 | 35 | 20 | [7 empty] | 0.196 | 6
CS7275954.03 |  | Y | Active | PC | PC | EA | 1 |  |  | NETWORK | RADIO PLANNING | NW = RADIO -- ANTENNA | KATHREIN | KATHREIN 2G ANTENNA |  | 265 | 26 | 12 | [7 empty] | 0.04134 | 20
CS7275954.04 |  | Y | Active | PC | PC | PC | 1 |  |  | NETWORK | RADIO PLANNING | NW = RADIO -- ANTENNA | Nokia | KATHREIN-80010307V01 |  | 257.4 | 25.9 | 9.9 | [7 empty] | 0.04 | 20
CS7275960.03 |  | Y | Active | PC | PC | EA | 1 |  |  | NETWORK | RADIO PLANNING | NW = RADIO -- ANTENNA | NOKIA | KATHREIN XPOL PANEL 790-960-80010634V01 |  | 263 | 30 | 16 | [7 empty] | 0.04734 | 20
CS72761 |  | Y | Active | PC | PC | EA | 1 |  |  | NETWORK | RADIO PLANNING | NW = RADIO -- ANTENNA | KATHREIN | XPOL F-PANEL 1710-2170 65° 15 5DBI 0° 10°T |  | 0 | 0 | 0 | [7 empty] | 0 | 6
CS7276107 |  | Y | Active | PC | PC | EA | 1 |  |  | NETWORK | RADIO PLANNING | NW = RADIO -- ANTENNA | KATHREIN | XPOL F 1710-2170MHZ 65DEG 19DBI AT |  | 197 | 17 | 10 | [7 empty] | 0.06698 | 6
CS7276107.02 |  | Y | Active | PC | PC | EA | 1 |  |  | NETWORK | RADIO PLANNING | NW = RADIO -- ANTENNA | KATHREIN | KATHREIN 3G 4G ANTENNA |  | 210 | 15 | 10 | [7 empty] | 0.063 | 6
CS7276107.02_BRKT |  | Y | Active | PC | PC | EA | 1 |  |  | NETWORK | RADIO PLANNING | NW = RADIO -- ANT BRACKET | KATHREIN | KATHREIN XPOL PANEL 1710-2170 -742213 -- Bracket |  | 32 | 24 | 10 | [7 empty] | 0.004608 | 20
CS7276107.03 |  | Y | Active | PC | PC | EA | 1 |  |  | NETWORK | RADIO PLANNING | NW = RADIO -- ANTENNA | KATHREIN | KATHREIN 3G 4G ANTENNA |  | 195 | 16 | 7 | [7 empty] | 0.0624 | 6